## About
ELCCAfR Effective Load Carrying Capability Adjustment for Reliability | Wisconsin | 2026-08-31 | Alabama | AL
Active state: B1 (full name). B2 derives the code used by every tab. | WI |  | Arkansas | AR
Sources: | Firm-tech availability targets (nuclear 0.975; thermal derate relocated to MCF) |  | Arizona | AZ
| NERC / ISO-NE |  | California | CA
| GADS EFORd class averages 2020-2024, all units reporting (ISO-NE compilation, updated 2026-03-12) |  | Colorado | CO
| 2026 |  | Connecticut | CT
| https://www.iso-ne.com/static-assets/documents/genrtion_resrcs/gads/class_ave_2010.pdf |  | Delaware | DE
| Basis for nuclear target 0.975 (1 - EFORd, PWR classes) and the NGCC 0.95 that now lives in MCF.csv (not this file). NOT re-verified against the current NERC brochure or PJM Manual 21 / MISO filings — do that before external use. EFORd excludes planned outages by design; do not use these values for energy (annual CF) purposes. |  | Florida | FL
|  |  | Georgia | GA
| Hydro peak-credit values (5 researched states) and targets (10 high-MCF states) |  | Iowa | IA
| EIA |  | Idaho | ID
| Open Data API v2: electric-power-operational-data (fueltypeid HYC, sectorid 98) / operating-generator-capacity (WAT, OP, net-summer-capacity-mw) |  | Illinois | IL
| 2026 |  | Indiana | IN
| https://www.eia.gov/opendata/ |  | Kansas | KS
| August 2020-24 generation over net-summer capacity x 744 h. NET SUMMER basis, not nameplate (model capacity is net summer; ND model 510.0 MW = EIA net summer exactly). Values embedded on Keys with rejected raw values recorded. OR and VT are calibration floors, NOT their raw EIA CFs — a monthly energy CF understates reservoir peak capability. The 10 target-state values arrived as constants from the colleague 2026-08-31 and are PENDING independent EIA re-derivation (plan D1); do not treat them as verified. Do not use any of these as energy CFs. |  | Kentucky | KY
|  |  | Louisiana | LA
| VRE passthrough grids, and all layouts/labels |  | Massachusetts | MA
| Energy Innovation |  | Maryland | MD
| state-eps-data-repository, deployed per-state ELCCAfR/SYSHECF/HYECFCA/MCF/BHRaSYC CSVs |  | Maine | ME
| 2026 |  | Michigan | MI
| https://github.com/EnergyInnovation |  | Minnesota | MN
| Read 2026-08-31 from state-eps-data-repository @ 3599b4df1a + uncommitted working-tree edits (the recalibration itself). VRE tabs are Robbie's P30 pinned-peak-day builder output, passed through verbatim (Src_VRE tab) — this workbook does not re-derive them. SYSHECF/HYECFCA/MCF/BHRaSYC rows embedded verbatim on the Src_ tabs. These are model inputs, not primary data; their own provenance lives in their generating workbooks/builders. |  | Missouri | MO
|  |  | Mississippi | MS
|  |  | Montana | MT
Notes: |  |  | North Carolina | NC
Filename | Folder/file named per eps-us InputData convention. NOTE: the state tree currently carries a DIFFERENTLY NAMED workbook per state ("ELCCAfR ELCC Adjustment for Reliability.xlsx", Robbie's builder, Parameters!B4 = 0.90) which is SUPERSEDED by this methodology and must not be used to regenerate CSVs. |  | North Dakota | ND
Deploy state | CSVs in state-eps-data-repository were edited 2026-08-31 by qc/firm-credit/_apply_firm_credit_elccafr.py; this workbook documents/derives the same values. Run tree NOT yet updated. |  | Nebraska | NE
|  |  | New Hampshire | NH
|  |  | New Jersey | NJ
|  |  | New Mexico | NM
|  |  | Nevada | NV
|  |  | New York | NY
|  |  | Ohio | OH
|  |  | Oklahoma | OK
|  |  | Oregon | OR
|  |  | Pennsylvania | PA
|  |  | Rhode Island | RI
|  |  | South Carolina | SC
|  |  | South Dakota | SD
|  |  | Tennessee | TN
|  |  | Texas | TX
|  |  | Utah | UT
|  |  | Virginia | VA
|  |  | Vermont | VT
|  |  | Washington | WA
|  |  | Wisconsin | WI
|  |  | West Virginia | WV
|  |  | Wyoming | WY

## Keys
category | key | value | description
const | nuclear_target | 0.975 | Peak-hour availability credit for nuclear: 1 - EFORd, GADS PWR classes 2020-24. Robbie/colleague decision 2026-08-31.
const | thermal_elccafr | 1 | ELCCAfR for the 12 MCF-path thermal techs. The 0.9 availability derate moved into MCF.csv (Olivia edit 2026-08-31), so ELCCAfR = 1.0 here; net credit 0.9 (0.95 for NGCC, whose MCF is 0.95).
const | unchanged_elccafr | 0.9 | Value kept for deferred techs (biomass, biomass-CCS, geothermal, MSW, SMR, crude oil), for nuclear in the 20 states with no nuclear fleet, and for demand-altering techs. As committed 2026-08-19 (state-eps-data 3462ef1608).
const | round_dp | 4 | Decimal places in the deployed CSVs.
const | tol_credit | 0.0002 | Tolerance on recomputed credits vs their target (covers 4-dp rounding).
const | tol_mcf_vary | 1e-06 | Threshold above which a hydro MCF row counts as varying across years.
hydro_fixed |  |  | Group 5b: the five states whose hydro MCF is 1.0, so ELCCAfR carries the whole peak derate. Rejected raw EIA values recorded in the description.
hydro_fixed | FL | 0.5004 | EIA 2020-24 avg August CF, net-summer basis
hydro_fixed | ND | 0.4727 | EIA 2020-24 avg August CF, net-summer basis
hydro_fixed | OR | 0.75 | calibration floor for reservoir hydro; raw EIA Aug CF 0.4041 REJECTED (fails 2025 no-fake-shortfall gate by ~2,600 MW); absorbs unmodeled BPA-region import support — Robbie sign-off pending
hydro_fixed | VT | 0.36 | EIA Aug CF 0.3042 raised to calibration floor 0.3481, rounded up; thin margin, dry-year fragility documented
hydro_fixed | WY | 0.4854 | EIA 2020-24 avg August CF, net-summer basis
hydro_target |  |  | Group 5c: high-MCF states whose hydro MCF is an energy CF, not peak availability. The CREDIT target below is divided by the state MCF on Calcs to get the ELCCAfR. Values from the colleague 2026-08-31; EIA re-derivation pending (plan decision D1).
hydro_target | AZ | 0.55 | target peak-hour CREDIT (not the ELCCAfR itself)
hydro_target | CO | 0.7 | target peak-hour CREDIT (not the ELCCAfR itself)
hydro_target | IA | 0.75 | target peak-hour CREDIT (not the ELCCAfR itself)
hydro_target | MN | 0.75 | target peak-hour CREDIT (not the ELCCAfR itself)
hydro_target | NV | 0.4 | target peak-hour CREDIT (not the ELCCAfR itself)
hydro_target | NY | 0.9 | target peak-hour CREDIT (not the ELCCAfR itself)
hydro_target | OK | 0.75 | target peak-hour CREDIT (not the ELCCAfR itself)
hydro_target | SD | 0.75 | target peak-hour CREDIT (not the ELCCAfR itself)
hydro_target | TN | 0.75 | target peak-hour CREDIT (not the ELCCAfR itself)
hydro_target | WI | 0.75 | target peak-hour CREDIT (not the ELCCAfR itself)

## Src_HYECFCA_nuclear
Src_HYECFCA_nuclear
The nuclear row of each state's HYECFCA.csv, verbatim. Column 2 (2025) is the only year the recalibration divides by; 2026+ are 1.0 by construction.
Provenance: state-eps-data-repository @ 3599b4df1a + uncommitted working-tree edits (the recalibration itself), read 2026-08-31. Helper: none needed — 2025 is column B.
state | %)" | 2025.0 | 2026.0 | 2027.0 | 2028.0 | 2029.0 | 2030.0 | 2031.0 | 2032.0 | 2033.0 | 2034.0 | 2035.0 | 2036.0 | 2037.0 | 2038.0 | 2039.0 | 2040.0 | 2041.0 | 2042.0 | 2043.0 | 2044.0 | 2045.0 | 2046.0 | 2047.0 | 2048.0 | 2049.0 | 2050.0
AL | 0.97915 | 1 | 1 | 1 | 1 | 1 | 1 | 1 | 1 | 1 | 1 | 1 | 1 | 1 | 1 | 1 | 1 | 1 | 1 | 1 | 1 | 1 | 1 | 1 | 1 | 1
AR | 1.0183 | 1 | 1 | 1 | 1 | 1 | 1 | 1 | 1 | 1 | 1 | 1 | 1 | 1 | 1 | 1 | 1 | 1 | 1 | 1 | 1 | 1 | 1 | 1 | 1 | 1
AZ | 0.98321 | 1 | 1 | 1 | 1 | 1 | 1 | 1 | 1 | 1 | 1 | 1 | 1 | 1 | 1 | 1 | 1 | 1 | 1 | 1 | 1 | 1 | 1 | 1 | 1 | 1
CA | 0.97719 | 1 | 1 | 1 | 1 | 1 | 1 | 1 | 1 | 1 | 1 | 1 | 1 | 1 | 1 | 1 | 1 | 1 | 1 | 1 | 1 | 1 | 1 | 1 | 1 | 1
CO | 1 | 1 | 1 | 1 | 1 | 1 | 1 | 1 | 1 | 1 | 1 | 1 | 1 | 1 | 1 | 1 | 1 | 1 | 1 | 1 | 1 | 1 | 1 | 1 | 1 | 1
CT | 0.99424 | 1 | 1 | 1 | 1 | 1 | 1 | 1 | 1 | 1 | 1 | 1 | 1 | 1 | 1 | 1 | 1 | 1 | 1 | 1 | 1 | 1 | 1 | 1 | 1 | 1
DE | 1 | 1 | 1 | 1 | 1 | 1 | 1 | 1 | 1 | 1 | 1 | 1 | 1 | 1 | 1 | 1 | 1 | 1 | 1 | 1 | 1 | 1 | 1 | 1 | 1 | 1
FL | 1.028 | 1 | 1 | 1 | 1 | 1 | 1 | 1 | 1 | 1 | 1 | 1 | 1 | 1 | 1 | 1 | 1 | 1 | 1 | 1 | 1 | 1 | 1 | 1 | 1 | 1
GA | 1.0328 | 1 | 1 | 1 | 1 | 1 | 1 | 1 | 1 | 1 | 1 | 1 | 1 | 1 | 1 | 1 | 1 | 1 | 1 | 1 | 1 | 1 | 1 | 1 | 1 | 1
IA | 1 | 1 | 1 | 1 | 1 | 1 | 1 | 1 | 1 | 1 | 1 | 1 | 1 | 1 | 1 | 1 | 1 | 1 | 1 | 1 | 1 | 1 | 1 | 1 | 1 | 1
ID | 1 | 1 | 1 | 1 | 1 | 1 | 1 | 1 | 1 | 1 | 1 | 1 | 1 | 1 | 1 | 1 | 1 | 1 | 1 | 1 | 1 | 1 | 1 | 1 | 1 | 1
IL | 0.99199 | 1 | 1 | 1 | 1 | 1 | 1 | 1 | 1 | 1 | 1 | 1 | 1 | 1 | 1 | 1 | 1 | 1 | 1 | 1 | 1 | 1 | 1 | 1 | 1 | 1
IN | 1 | 1 | 1 | 1 | 1 | 1 | 1 | 1 | 1 | 1 | 1 | 1 | 1 | 1 | 1 | 1 | 1 | 1 | 1 | 1 | 1 | 1 | 1 | 1 | 1 | 1
KS | 1.0035 | 1 | 1 | 1 | 1 | 1 | 1 | 1 | 1 | 1 | 1 | 1 | 1 | 1 | 1 | 1 | 1 | 1 | 1 | 1 | 1 | 1 | 1 | 1 | 1 | 1
KY | 1 | 1 | 1 | 1 | 1 | 1 | 1 | 1 | 1 | 1 | 1 | 1 | 1 | 1 | 1 | 1 | 1 | 1 | 1 | 1 | 1 | 1 | 1 | 1 | 1 | 1
LA | 1.0193 | 1 | 1 | 1 | 1 | 1 | 1 | 1 | 1 | 1 | 1 | 1 | 1 | 1 | 1 | 1 | 1 | 1 | 1 | 1 | 1 | 1 | 1 | 1 | 1 | 1
MA | 1 | 1 | 1 | 1 | 1 | 1 | 1 | 1 | 1 | 1 | 1 | 1 | 1 | 1 | 1 | 1 | 1 | 1 | 1 | 1 | 1 | 1 | 1 | 1 | 1 | 1
MD | 1.0025 | 1 | 1 | 1 | 1 | 1 | 1 | 1 | 1 | 1 | 1 | 1 | 1 | 1 | 1 | 1 | 1 | 1 | 1 | 1 | 1 | 1 | 1 | 1 | 1 | 1
ME | 1 | 1 | 1 | 1 | 1 | 1 | 1 | 1 | 1 | 1 | 1 | 1 | 1 | 1 | 1 | 1 | 1 | 1 | 1 | 1 | 1 | 1 | 1 | 1 | 1 | 1
MI | 1.0234 | 1 | 1 | 1 | 1 | 1 | 1 | 1 | 1 | 1 | 1 | 1 | 1 | 1 | 1 | 1 | 1 | 1 | 1 | 1 | 1 | 1 | 1 | 1 | 1 | 1
MN | 1.0546 | 1 | 1 | 1 | 1 | 1 | 1 | 1 | 1 | 1 | 1 | 1 | 1 | 1 | 1 | 1 | 1 | 1 | 1 | 1 | 1 | 1 | 1 | 1 | 1 | 1
MO | 0.80672 | 1 | 1 | 1 | 1 | 1 | 1 | 1 | 1 | 1 | 1 | 1 | 1 | 1 | 1 | 1 | 1 | 1 | 1 | 1 | 1 | 1 | 1 | 1 | 1 | 1
MS | 1.0491 | 1 | 1 | 1 | 1 | 1 | 1 | 1 | 1 | 1 | 1 | 1 | 1 | 1 | 1 | 1 | 1 | 1 | 1 | 1 | 1 | 1 | 1 | 1 | 1 | 1
MT | 1 | 1 | 1 | 1 | 1 | 1 | 1 | 1 | 1 | 1 | 1 | 1 | 1 | 1 | 1 | 1 | 1 | 1 | 1 | 1 | 1 | 1 | 1 | 1 | 1 | 1
NC | 0.9965 | 1 | 1 | 1 | 1 | 1 | 1 | 1 | 1 | 1 | 1 | 1 | 1 | 1 | 1 | 1 | 1 | 1 | 1 | 1 | 1 | 1 | 1 | 1 | 1 | 1
ND | 1 | 1 | 1 | 1 | 1 | 1 | 1 | 1 | 1 | 1 | 1 | 1 | 1 | 1 | 1 | 1 | 1 | 1 | 1 | 1 | 1 | 1 | 1 | 1 | 1 | 1
NE | 1.0655 | 1 | 1 | 1 | 1 | 1 | 1 | 1 | 1 | 1 | 1 | 1 | 1 | 1 | 1 | 1 | 1 | 1 | 1 | 1 | 1 | 1 | 1 | 1 | 1 | 1
NH | 1.0612 | 1 | 1 | 1 | 1 | 1 | 1 | 1 | 1 | 1 | 1 | 1 | 1 | 1 | 1 | 1 | 1 | 1 | 1 | 1 | 1 | 1 | 1 | 1 | 1 | 1
NJ | 1.004 | 1 | 1 | 1 | 1 | 1 | 1 | 1 | 1 | 1 | 1 | 1 | 1 | 1 | 1 | 1 | 1 | 1 | 1 | 1 | 1 | 1 | 1 | 1 | 1 | 1
NM | 1 | 1 | 1 | 1 | 1 | 1 | 1 | 1 | 1 | 1 | 1 | 1 | 1 | 1 | 1 | 1 | 1 | 1 | 1 | 1 | 1 | 1 | 1 | 1 | 1 | 1
NV | 1 | 1 | 1 | 1 | 1 | 1 | 1 | 1 | 1 | 1 | 1 | 1 | 1 | 1 | 1 | 1 | 1 | 1 | 1 | 1 | 1 | 1 | 1 | 1 | 1 | 1
NY | 1.0247 | 1 | 1 | 1 | 1 | 1 | 1 | 1 | 1 | 1 | 1 | 1 | 1 | 1 | 1 | 1 | 1 | 1 | 1 | 1 | 1 | 1 | 1 | 1 | 1 | 1
OH | 0.97707 | 1 | 1 | 1 | 1 | 1 | 1 | 1 | 1 | 1 | 1 | 1 | 1 | 1 | 1 | 1 | 1 | 1 | 1 | 1 | 1 | 1 | 1 | 1 | 1 | 1
OK | 1 | 1 | 1 | 1 | 1 | 1 | 1 | 1 | 1 | 1 | 1 | 1 | 1 | 1 | 1 | 1 | 1 | 1 | 1 | 1 | 1 | 1 | 1 | 1 | 1 | 1
OR | 1 | 1 | 1 | 1 | 1 | 1 | 1 | 1 | 1 | 1 | 1 | 1 | 1 | 1 | 1 | 1 | 1 | 1 | 1 | 1 | 1 | 1 | 1 | 1 | 1 | 1
PA | 0.99761 | 1 | 1 | 1 | 1 | 1 | 1 | 1 | 1 | 1 | 1 | 1 | 1 | 1 | 1 | 1 | 1 | 1 | 1 | 1 | 1 | 1 | 1 | 1 | 1 | 1
RI | 1 | 1 | 1 | 1 | 1 | 1 | 1 | 1 | 1 | 1 | 1 | 1 | 1 | 1 | 1 | 1 | 1 | 1 | 1 | 1 | 1 | 1 | 1 | 1 | 1 | 1
SC | 1.0228 | 1 | 1 | 1 | 1 | 1 | 1 | 1 | 1 | 1 | 1 | 1 | 1 | 1 | 1 | 1 | 1 | 1 | 1 | 1 | 1 | 1 | 1 | 1 | 1 | 1
SD | 1 | 1 | 1 | 1 | 1 | 1 | 1 | 1 | 1 | 1 | 1 | 1 | 1 | 1 | 1 | 1 | 1 | 1 | 1 | 1 | 1 | 1 | 1 | 1 | 1 | 1
TN | 0.95361 | 1 | 1 | 1 | 1 | 1 | 1 | 1 | 1 | 1 | 1 | 1 | 1 | 1 | 1 | 1 | 1 | 1 | 1 | 1 | 1 | 1 | 1 | 1 | 1 | 1
TX | 1.0401 | 1 | 1 | 1 | 1 | 1 | 1 | 1 | 1 | 1 | 1 | 1 | 1 | 1 | 1 | 1 | 1 | 1 | 1 | 1 | 1 | 1 | 1 | 1 | 1 | 1
UT | 1 | 1 | 1 | 1 | 1 | 1 | 1 | 1 | 1 | 1 | 1 | 1 | 1 | 1 | 1 | 1 | 1 | 1 | 1 | 1 | 1 | 1 | 1 | 1 | 1 | 1
VA | 0.98719 | 1 | 1 | 1 | 1 | 1 | 1 | 1 | 1 | 1 | 1 | 1 | 1 | 1 | 1 | 1 | 1 | 1 | 1 | 1 | 1 | 1 | 1 | 1 | 1 | 1
VT | 1 | 1 | 1 | 1 | 1 | 1 | 1 | 1 | 1 | 1 | 1 | 1 | 1 | 1 | 1 | 1 | 1 | 1 | 1 | 1 | 1 | 1 | 1 | 1 | 1 | 1
WA | 0.87473 | 1 | 1 | 1 | 1 | 1 | 1 | 1 | 1 | 1 | 1 | 1 | 1 | 1 | 1 | 1 | 1 | 1 | 1 | 1 | 1 | 1 | 1 | 1 | 1 | 1
WI | 0.99962 | 1 | 1 | 1 | 1 | 1 | 1 | 1 | 1 | 1 | 1 | 1 | 1 | 1 | 1 | 1 | 1 | 1 | 1 | 1 | 1 | 1 | 1 | 1 | 1 | 1
WV | 1 | 1 | 1 | 1 | 1 | 1 | 1 | 1 | 1 | 1 | 1 | 1 | 1 | 1 | 1 | 1 | 1 | 1 | 1 | 1 | 1 | 1 | 1 | 1 | 1 | 1
WY | 1 | 1 | 1 | 1 | 1 | 1 | 1 | 1 | 1 | 1 | 1 | 1 | 1 | 1 | 1 | 1 | 1 | 1 | 1 | 1 | 1 | 1 | 1 | 1 | 1 | 1

## Src_MCF_hydro
Src_MCF_hydro
The hydro row of each state's MCF.csv, verbatim (post Olivia's 2026-08-31 MCF edit, which left hydro untouched). Helpers at right: the 2025 value the target states divide by, and a constancy check across the 26 years.
Provenance: state-eps-data-repository @ 3599b4df1a + uncommitted working-tree edits (the recalibration itself), read 2026-08-31. Helpers in columns AB-AC.
state | 2025.0 | 2026.0 | 2027.0 | 2028.0 | 2029.0 | 2030.0 | 2031.0 | 2032.0 | 2033.0 | 2034.0 | 2035.0 | 2036.0 | 2037.0 | 2038.0 | 2039.0 | 2040.0 | 2041.0 | 2042.0 | 2043.0 | 2044.0 | 2045.0 | 2046.0 | 2047.0 | 2048.0 | 2049.0 | 2050.0 | MCF used in the division (= 2025 column) | CHECK: does MCF vary across years? 1 = problem
AL | 0.78857 | 0.78857 | 0.78857 | 0.78857 | 0.78857 | 0.78857 | 0.78857 | 0.78857 | 0.78857 | 0.78857 | 0.78857 | 0.78857 | 0.78857 | 0.78857 | 0.78857 | 0.78857 | 0.78857 | 0.78857 | 0.78857 | 0.78857 | 0.78857 | 0.78857 | 0.78857 | 0.78857 | 0.78857 | 0.78857 | 0.78857 | 0
AR | 0.70997 | 0.70997 | 0.70997 | 0.70997 | 0.70997 | 0.70997 | 0.70997 | 0.70997 | 0.70997 | 0.70997 | 0.70997 | 0.70997 | 0.70997 | 0.70997 | 0.70997 | 0.70997 | 0.70997 | 0.70997 | 0.70997 | 0.70997 | 0.70997 | 0.70997 | 0.70997 | 0.70997 | 0.70997 | 0.70997 | 0.70997 | 0
AZ | 0.86868 | 0.86868 | 0.86868 | 0.86868 | 0.86868 | 0.86868 | 0.86868 | 0.86868 | 0.86868 | 0.86868 | 0.86868 | 0.86868 | 0.86868 | 0.86868 | 0.86868 | 0.86868 | 0.86868 | 0.86868 | 0.86868 | 0.86868 | 0.86868 | 0.86868 | 0.86868 | 0.86868 | 0.86868 | 0.86868 | 0.86868 | 0
CA | 0.77985 | 0.77985 | 0.77985 | 0.77985 | 0.77985 | 0.77985 | 0.77985 | 0.77985 | 0.77985 | 0.77985 | 0.77985 | 0.77985 | 0.77985 | 0.77985 | 0.77985 | 0.77985 | 0.77985 | 0.77985 | 0.77985 | 0.77985 | 0.77985 | 0.77985 | 0.77985 | 0.77985 | 0.77985 | 0.77985 | 0.77985 | 0
CO | 0.91567 | 0.91567 | 0.91567 | 0.91567 | 0.91567 | 0.91567 | 0.91567 | 0.91567 | 0.91567 | 0.91567 | 0.91567 | 0.91567 | 0.91567 | 0.91567 | 0.91567 | 0.91567 | 0.91567 | 0.91567 | 0.91567 | 0.91567 | 0.91567 | 0.91567 | 0.91567 | 0.91567 | 0.91567 | 0.91567 | 0.91567 | 0
CT | 0.75283 | 0.75283 | 0.75283 | 0.75283 | 0.75283 | 0.75283 | 0.75283 | 0.75283 | 0.75283 | 0.75283 | 0.75283 | 0.75283 | 0.75283 | 0.75283 | 0.75283 | 0.75283 | 0.75283 | 0.75283 | 0.75283 | 0.75283 | 0.75283 | 0.75283 | 0.75283 | 0.75283 | 0.75283 | 0.75283 | 0.75283 | 0
DE | 0.73608 | 0.73608 | 0.73608 | 0.73608 | 0.73608 | 0.73608 | 0.73608 | 0.73608 | 0.73608 | 0.73608 | 0.73608 | 0.73608 | 0.73608 | 0.73608 | 0.73608 | 0.73608 | 0.73608 | 0.73608 | 0.73608 | 0.73608 | 0.73608 | 0.73608 | 0.73608 | 0.73608 | 0.73608 | 0.73608 | 0.73608 | 0
FL | 1 | 1 | 1 | 1 | 1 | 1 | 1 | 1 | 1 | 1 | 1 | 1 | 1 | 1 | 1 | 1 | 1 | 1 | 1 | 1 | 1 | 1 | 1 | 1 | 1 | 1 | 1 | 0
GA | 0.8129 | 0.8129 | 0.8129 | 0.8129 | 0.8129 | 0.8129 | 0.8129 | 0.8129 | 0.8129 | 0.8129 | 0.8129 | 0.8129 | 0.8129 | 0.8129 | 0.8129 | 0.8129 | 0.8129 | 0.8129 | 0.8129 | 0.8129 | 0.8129 | 0.8129 | 0.8129 | 0.8129 | 0.8129 | 0.8129 | 0.8129 | 0
IA | 0.8658 | 0.8658 | 0.8658 | 0.8658 | 0.8658 | 0.8658 | 0.8658 | 0.8658 | 0.8658 | 0.8658 | 0.8658 | 0.8658 | 0.8658 | 0.8658 | 0.8658 | 0.8658 | 0.8658 | 0.8658 | 0.8658 | 0.8658 | 0.8658 | 0.8658 | 0.8658 | 0.8658 | 0.8658 | 0.8658 | 0.8658 | 0
ID | 0.83619 | 0.83619 | 0.83619 | 0.83619 | 0.83619 | 0.83619 | 0.83619 | 0.83619 | 0.83619 | 0.83619 | 0.83619 | 0.83619 | 0.83619 | 0.83619 | 0.83619 | 0.83619 | 0.83619 | 0.83619 | 0.83619 | 0.83619 | 0.83619 | 0.83619 | 0.83619 | 0.83619 | 0.83619 | 0.83619 | 0.83619 | 0
IL | 0.43059 | 0.43059 | 0.43059 | 0.43059 | 0.43059 | 0.43059 | 0.43059 | 0.43059 | 0.43059 | 0.43059 | 0.43059 | 0.43059 | 0.43059 | 0.43059 | 0.43059 | 0.43059 | 0.43059 | 0.43059 | 0.43059 | 0.43059 | 0.43059 | 0.43059 | 0.43059 | 0.43059 | 0.43059 | 0.43059 | 0.43059 | 0
IN | 0.75654 | 0.75654 | 0.75654 | 0.75654 | 0.75654 | 0.75654 | 0.75654 | 0.75654 | 0.75654 | 0.75654 | 0.75654 | 0.75654 | 0.75654 | 0.75654 | 0.75654 | 0.75654 | 0.75654 | 0.75654 | 0.75654 | 0.75654 | 0.75654 | 0.75654 | 0.75654 | 0.75654 | 0.75654 | 0.75654 | 0.75654 | 0
KS | 0.54662 | 0.54662 | 0.54662 | 0.54662 | 0.54662 | 0.54662 | 0.54662 | 0.54662 | 0.54662 | 0.54662 | 0.54662 | 0.54662 | 0.54662 | 0.54662 | 0.54662 | 0.54662 | 0.54662 | 0.54662 | 0.54662 | 0.54662 | 0.54662 | 0.54662 | 0.54662 | 0.54662 | 0.54662 | 0.54662 | 0.54662 | 0
KY | 0.64641 | 0.64641 | 0.64641 | 0.64641 | 0.64641 | 0.64641 | 0.64641 | 0.64641 | 0.64641 | 0.64641 | 0.64641 | 0.64641 | 0.64641 | 0.64641 | 0.64641 | 0.64641 | 0.64641 | 0.64641 | 0.64641 | 0.64641 | 0.64641 | 0.64641 | 0.64641 | 0.64641 | 0.64641 | 0.64641 | 0.64641 | 0
LA | 0.75773 | 0.75773 | 0.75773 | 0.75773 | 0.75773 | 0.75773 | 0.75773 | 0.75773 | 0.75773 | 0.75773 | 0.75773 | 0.75773 | 0.75773 | 0.75773 | 0.75773 | 0.75773 | 0.75773 | 0.75773 | 0.75773 | 0.75773 | 0.75773 | 0.75773 | 0.75773 | 0.75773 | 0.75773 | 0.75773 | 0.75773 | 0
MA | 0.5999 | 0.5999 | 0.5999 | 0.5999 | 0.5999 | 0.5999 | 0.5999 | 0.5999 | 0.5999 | 0.5999 | 0.5999 | 0.5999 | 0.5999 | 0.5999 | 0.5999 | 0.5999 | 0.5999 | 0.5999 | 0.5999 | 0.5999 | 0.5999 | 0.5999 | 0.5999 | 0.5999 | 0.5999 | 0.5999 | 0.5999 | 0
MD | 0.49823 | 0.49823 | 0.49823 | 0.49823 | 0.49823 | 0.49823 | 0.49823 | 0.49823 | 0.49823 | 0.49823 | 0.49823 | 0.49823 | 0.49823 | 0.49823 | 0.49823 | 0.49823 | 0.49823 | 0.49823 | 0.49823 | 0.49823 | 0.49823 | 0.49823 | 0.49823 | 0.49823 | 0.49823 | 0.49823 | 0.49823 | 0
ME | 0.74844 | 0.74844 | 0.74844 | 0.74844 | 0.74844 | 0.74844 | 0.74844 | 0.74844 | 0.74844 | 0.74844 | 0.74844 | 0.74844 | 0.74844 | 0.74844 | 0.74844 | 0.74844 | 0.74844 | 0.74844 | 0.74844 | 0.74844 | 0.74844 | 0.74844 | 0.74844 | 0.74844 | 0.74844 | 0.74844 | 0.74844 | 0
MI | 0.78509 | 0.78509 | 0.78509 | 0.78509 | 0.78509 | 0.78509 | 0.78509 | 0.78509 | 0.78509 | 0.78509 | 0.78509 | 0.78509 | 0.78509 | 0.78509 | 0.78509 | 0.78509 | 0.78509 | 0.78509 | 0.78509 | 0.78509 | 0.78509 | 0.78509 | 0.78509 | 0.78509 | 0.78509 | 0.78509 | 0.78509 | 0
MN | 0.88972 | 0.88972 | 0.88972 | 0.88972 | 0.88972 | 0.88972 | 0.88972 | 0.88972 | 0.88972 | 0.88972 | 0.88972 | 0.88972 | 0.88972 | 0.88972 | 0.88972 | 0.88972 | 0.88972 | 0.88972 | 0.88972 | 0.88972 | 0.88972 | 0.88972 | 0.88972 | 0.88972 | 0.88972 | 0.88972 | 0.88972 | 0
MO | 0.54088 | 0.54088 | 0.54088 | 0.54088 | 0.54088 | 0.54088 | 0.54088 | 0.54088 | 0.54088 | 0.54088 | 0.54088 | 0.54088 | 0.54088 | 0.54088 | 0.54088 | 0.54088 | 0.54088 | 0.54088 | 0.54088 | 0.54088 | 0.54088 | 0.54088 | 0.54088 | 0.54088 | 0.54088 | 0.54088 | 0.54088 | 0
MS | 0.70354 | 0.70354 | 0.70354 | 0.70354 | 0.70354 | 0.70354 | 0.70354 | 0.70354 | 0.70354 | 0.70354 | 0.70354 | 0.70354 | 0.70354 | 0.70354 | 0.70354 | 0.70354 | 0.70354 | 0.70354 | 0.70354 | 0.70354 | 0.70354 | 0.70354 | 0.70354 | 0.70354 | 0.70354 | 0.70354 | 0.70354 | 0
MT | 0.77946 | 0.77946 | 0.77946 | 0.77946 | 0.77946 | 0.77946 | 0.77946 | 0.77946 | 0.77946 | 0.77946 | 0.77946 | 0.77946 | 0.77946 | 0.77946 | 0.77946 | 0.77946 | 0.77946 | 0.77946 | 0.77946 | 0.77946 | 0.77946 | 0.77946 | 0.77946 | 0.77946 | 0.77946 | 0.77946 | 0.77946 | 0
NC | 0.78747 | 0.78747 | 0.78747 | 0.78747 | 0.78747 | 0.78747 | 0.78747 | 0.78747 | 0.78747 | 0.78747 | 0.78747 | 0.78747 | 0.78747 | 0.78747 | 0.78747 | 0.78747 | 0.78747 | 0.78747 | 0.78747 | 0.78747 | 0.78747 | 0.78747 | 0.78747 | 0.78747 | 0.78747 | 0.78747 | 0.78747 | 0
ND | 1 | 1 | 1 | 1 | 1 | 1 | 1 | 1 | 1 | 1 | 1 | 1 | 1 | 1 | 1 | 1 | 1 | 1 | 1 | 1 | 1 | 1 | 1 | 1 | 1 | 1 | 1 | 0
NE | 0.80721 | 0.80721 | 0.80721 | 0.80721 | 0.80721 | 0.80721 | 0.80721 | 0.80721 | 0.80721 | 0.80721 | 0.80721 | 0.80721 | 0.80721 | 0.80721 | 0.80721 | 0.80721 | 0.80721 | 0.80721 | 0.80721 | 0.80721 | 0.80721 | 0.80721 | 0.80721 | 0.80721 | 0.80721 | 0.80721 | 0.80721 | 0
NH | 0.35568 | 0.35568 | 0.35568 | 0.35568 | 0.35568 | 0.35568 | 0.35568 | 0.35568 | 0.35568 | 0.35568 | 0.35568 | 0.35568 | 0.35568 | 0.35568 | 0.35568 | 0.35568 | 0.35568 | 0.35568 | 0.35568 | 0.35568 | 0.35568 | 0.35568 | 0.35568 | 0.35568 | 0.35568 | 0.35568 | 0.35568 | 0
NJ | 0.45817 | 0.45817 | 0.45817 | 0.45817 | 0.45817 | 0.45817 | 0.45817 | 0.45817 | 0.45817 | 0.45817 | 0.45817 | 0.45817 | 0.45817 | 0.45817 | 0.45817 | 0.45817 | 0.45817 | 0.45817 | 0.45817 | 0.45817 | 0.45817 | 0.45817 | 0.45817 | 0.45817 | 0.45817 | 0.45817 | 0.45817 | 0
NM | 0.2996 | 0.2996 | 0.2996 | 0.2996 | 0.2996 | 0.2996 | 0.2996 | 0.2996 | 0.2996 | 0.2996 | 0.2996 | 0.2996 | 0.2996 | 0.2996 | 0.2996 | 0.2996 | 0.2996 | 0.2996 | 0.2996 | 0.2996 | 0.2996 | 0.2996 | 0.2996 | 0.2996 | 0.2996 | 0.2996 | 0.2996 | 0
NV | 0.96957 | 0.96957 | 0.96957 | 0.96957 | 0.96957 | 0.96957 | 0.96957 | 0.96957 | 0.96957 | 0.96957 | 0.96957 | 0.96957 | 0.96957 | 0.96957 | 0.96957 | 0.96957 | 0.96957 | 0.96957 | 0.96957 | 0.96957 | 0.96957 | 0.96957 | 0.96957 | 0.96957 | 0.96957 | 0.96957 | 0.96957 | 0
NY | 0.90316 | 0.90316 | 0.90316 | 0.90316 | 0.90316 | 0.90316 | 0.90316 | 0.90316 | 0.90316 | 0.90316 | 0.90316 | 0.90316 | 0.90316 | 0.90316 | 0.90316 | 0.90316 | 0.90316 | 0.90316 | 0.90316 | 0.90316 | 0.90316 | 0.90316 | 0.90316 | 0.90316 | 0.90316 | 0.90316 | 0.90316 | 0
OH | 0.80702 | 0.80702 | 0.80702 | 0.80702 | 0.80702 | 0.80702 | 0.80702 | 0.80702 | 0.80702 | 0.80702 | 0.80702 | 0.80702 | 0.80702 | 0.80702 | 0.80702 | 0.80702 | 0.80702 | 0.80702 | 0.80702 | 0.80702 | 0.80702 | 0.80702 | 0.80702 | 0.80702 | 0.80702 | 0.80702 | 0.80702 | 0
OK | 0.87068 | 0.87068 | 0.87068 | 0.87068 | 0.87068 | 0.87068 | 0.87068 | 0.87068 | 0.87068 | 0.87068 | 0.87068 | 0.87068 | 0.87068 | 0.87068 | 0.87068 | 0.87068 | 0.87068 | 0.87068 | 0.87068 | 0.87068 | 0.87068 | 0.87068 | 0.87068 | 0.87068 | 0.87068 | 0.87068 | 0.87068 | 0
OR | 1 | 1 | 1 | 1 | 1 | 1 | 1 | 1 | 1 | 1 | 1 | 1 | 1 | 1 | 1 | 1 | 1 | 1 | 1 | 1 | 1 | 1 | 1 | 1 | 1 | 1 | 1 | 0
PA | 0.44725 | 0.44725 | 0.44725 | 0.44725 | 0.44725 | 0.44725 | 0.44725 | 0.44725 | 0.44725 | 0.44725 | 0.44725 | 0.44725 | 0.44725 | 0.44725 | 0.44725 | 0.44725 | 0.44725 | 0.44725 | 0.44725 | 0.44725 | 0.44725 | 0.44725 | 0.44725 | 0.44725 | 0.44725 | 0.44725 | 0.44725 | 0
RI | 0.43117 | 0.43117 | 0.43117 | 0.43117 | 0.43117 | 0.43117 | 0.43117 | 0.43117 | 0.43117 | 0.43117 | 0.43117 | 0.43117 | 0.43117 | 0.43117 | 0.43117 | 0.43117 | 0.43117 | 0.43117 | 0.43117 | 0.43117 | 0.43117 | 0.43117 | 0.43117 | 0.43117 | 0.43117 | 0.43117 | 0.43117 | 0
SC | 0.29378 | 0.29378 | 0.29378 | 0.29378 | 0.29378 | 0.29378 | 0.29378 | 0.29378 | 0.29378 | 0.29378 | 0.29378 | 0.29378 | 0.29378 | 0.29378 | 0.29378 | 0.29378 | 0.29378 | 0.29378 | 0.29378 | 0.29378 | 0.29378 | 0.29378 | 0.29378 | 0.29378 | 0.29378 | 0.29378 | 0.29378 | 0
SD | 0.93392 | 0.93392 | 0.93392 | 0.93392 | 0.93392 | 0.93392 | 0.93392 | 0.93392 | 0.93392 | 0.93392 | 0.93392 | 0.93392 | 0.93392 | 0.93392 | 0.93392 | 0.93392 | 0.93392 | 0.93392 | 0.93392 | 0.93392 | 0.93392 | 0.93392 | 0.93392 | 0.93392 | 0.93392 | 0.93392 | 0.93392 | 0
TN | 0.92208 | 0.92208 | 0.92208 | 0.92208 | 0.92208 | 0.92208 | 0.92208 | 0.92208 | 0.92208 | 0.92208 | 0.92208 | 0.92208 | 0.92208 | 0.92208 | 0.92208 | 0.92208 | 0.92208 | 0.92208 | 0.92208 | 0.92208 | 0.92208 | 0.92208 | 0.92208 | 0.92208 | 0.92208 | 0.92208 | 0.92208 | 0
TX | 0.48582 | 0.48582 | 0.48582 | 0.48582 | 0.48582 | 0.48582 | 0.48582 | 0.48582 | 0.48582 | 0.48582 | 0.48582 | 0.48582 | 0.48582 | 0.48582 | 0.48582 | 0.48582 | 0.48582 | 0.48582 | 0.48582 | 0.48582 | 0.48582 | 0.48582 | 0.48582 | 0.48582 | 0.48582 | 0.48582 | 0.48582 | 0
UT | 0.73716 | 0.73716 | 0.73716 | 0.73716 | 0.73716 | 0.73716 | 0.73716 | 0.73716 | 0.73716 | 0.73716 | 0.73716 | 0.73716 | 0.73716 | 0.73716 | 0.73716 | 0.73716 | 0.73716 | 0.73716 | 0.73716 | 0.73716 | 0.73716 | 0.73716 | 0.73716 | 0.73716 | 0.73716 | 0.73716 | 0.73716 | 0
VA | 0.62505 | 0.62505 | 0.62505 | 0.62505 | 0.62505 | 0.62505 | 0.62505 | 0.62505 | 0.62505 | 0.62505 | 0.62505 | 0.62505 | 0.62505 | 0.62505 | 0.62505 | 0.62505 | 0.62505 | 0.62505 | 0.62505 | 0.62505 | 0.62505 | 0.62505 | 0.62505 | 0.62505 | 0.62505 | 0.62505 | 0.62505 | 0
VT | 1 | 1 | 1 | 1 | 1 | 1 | 1 | 1 | 1 | 1 | 1 | 1 | 1 | 1 | 1 | 1 | 1 | 1 | 1 | 1 | 1 | 1 | 1 | 1 | 1 | 1 | 1 | 0
WA | 0.71941 | 0.71941 | 0.71941 | 0.71941 | 0.71941 | 0.71941 | 0.71941 | 0.71941 | 0.71941 | 0.71941 | 0.71941 | 0.71941 | 0.71941 | 0.71941 | 0.71941 | 0.71941 | 0.71941 | 0.71941 | 0.71941 | 0.71941 | 0.71941 | 0.71941 | 0.71941 | 0.71941 | 0.71941 | 0.71941 | 0.71941 | 0
WI | 0.91465 | 0.91465 | 0.91465 | 0.91465 | 0.91465 | 0.91465 | 0.91465 | 0.91465 | 0.91465 | 0.91465 | 0.91465 | 0.91465 | 0.91465 | 0.91465 | 0.91465 | 0.91465 | 0.91465 | 0.91465 | 0.91465 | 0.91465 | 0.91465 | 0.91465 | 0.91465 | 0.91465 | 0.91465 | 0.91465 | 0.91465 | 0
WV | 0.64202 | 0.64202 | 0.64202 | 0.64202 | 0.64202 | 0.64202 | 0.64202 | 0.64202 | 0.64202 | 0.64202 | 0.64202 | 0.64202 | 0.64202 | 0.64202 | 0.64202 | 0.64202 | 0.64202 | 0.64202 | 0.64202 | 0.64202 | 0.64202 | 0.64202 | 0.64202 | 0.64202 | 0.64202 | 0.64202 | 0.64202 | 0
WY | 1 | 1 | 1 | 1 | 1 | 1 | 1 | 1 | 1 | 1 | 1 | 1 | 1 | 1 | 1 | 1 | 1 | 1 | 1 | 1 | 1 | 1 | 1 | 1 | 1 | 1 | 1 | 0

## Src_BHRaSYC_nuclear
Src_BHRaSYC_nuclear
The nuclear row of each state's BHRaSYC-StartYearCapacities.csv, verbatim across all vintage columns. The SUM column gates which states get the nuclear ratio treatment.
Provenance: state-eps-data-repository @ 3599b4df1a + uncommitted working-tree edits (the recalibration itself), read 2026-08-31. Vintage headers as upstream.
state | Vintage1891 | Vintage1892 | Vintage1893 | Vintage1894 | Vintage1895 | Vintage1896 | Vintage1897 | Vintage1898 | Vintage1899 | Vintage1900 | Vintage1901 | Vintage1902 | Vintage1903 | Vintage1904 | Vintage1905 | Vintage1906 | Vintage1907 | Vintage1908 | Vintage1909 | Vintage1910 | Vintage1911 | Vintage1912 | Vintage1913 | Vintage1914 | Vintage1915 | Vintage1916 | Vintage1917 | Vintage1918 | Vintage1919 | Vintage1920 | Vintage1921 | Vintage1922 | Vintage1923 | Vintage1924 | Vintage1925 | Vintage1926 | Vintage1927 | Vintage1928 | Vintage1929 | Vintage1930 | Vintage1931 | Vintage1932 | Vintage1933 | Vintage1934 | Vintage1935 | Vintage1936 | Vintage1937 | Vintage1938 | Vintage1939 | Vintage1940 | Vintage1941 | Vintage1942 | Vintage1943 | Vintage1944 | Vintage1945 | Vintage1946 | Vintage1947 | Vintage1948 | Vintage1949 | Vintage1950 | Vintage1951 | Vintage1952 | Vintage1953 | Vintage1954 | Vintage1955 | Vintage1956 | Vintage1957 | Vintage1958 | Vintage1959 | Vintage1960 | Vintage1961 | Vintage1962 | Vintage1963 | Vintage1964 | Vintage1965 | Vintage1966 | Vintage1967 | Vintage1968 | Vintage1969 | Vintage1970 | Vintage1971 | Vintage1972 | Vintage1973 | Vintage1974 | Vintage1975 | Vintage1976 | Vintage1977 | Vintage1978 | Vintage1979 | Vintage1980 | Vintage1981 | Vintage1982 | Vintage1983 | Vintage1984 | Vintage1985 | Vintage1986 | Vintage1987 | Vintage1988 | Vintage1989 | Vintage1990 | Vintage1991 | Vintage1992 | Vintage1993 | Vintage1994 | Vintage1995 | Vintage1996 | Vintage1997 | Vintage1998 | Vintage1999 | Vintage2000 | Vintage2001 | Vintage2002 | Vintage2003 | Vintage2004 | Vintage2005 | Vintage2006 | Vintage2007 | Vintage2008 | Vintage2009 | Vintage2010 | Vintage2011 | Vintage2012 | Vintage2013 | Vintage2014 | Vintage2015 | Vintage2016 | Vintage2017 | Vintage2018 | Vintage2019 | Vintage2020 | Vintage2021 | Vintage2022 | Vintage2023 | Vintage2024 | Vintage2025 | Vintage2026 | Vintage2027 | Vintage2028 | Vintage2029 | Vintage2030 | Vintage2031 | Vintage2032 | Vintage2033 | Vintage2034 | Vintage2035 | Vintage2036 | Vintage2037 | Vintage2038 | Vintage2039 | Vintage2040 | Vintage2041 | Vintage2042 | Vintage2043 | Vintage2044 | Vintage2045 | Vintage2046 | Vintage2047 | Vintage2048 | Vintage2049 | Vintage2050 | Vintage2051 | Vintage2052 | Vintage2053 | Vintage2054 | Vintage2055 | Vintage2056 | Vintage2057 | Vintage2058 | Vintage2059 | Vintage2060 | Vintage2061 | Vintage2062 | Vintage2063 | Vintage2064 | Vintage2065 | Vintage2066 | Vintage2067 | Vintage2068 | Vintage2069 | Vintage2070 | Vintage2071 | Vintage2072 | Vintage2073 | Vintage2074 | Vintage2075 | Vintage2076 | Vintage2077 | Vintage2078 | Vintage2079 | Vintage2080 | Vintage2081 | Vintage2082 | Vintage2083 | Vintage2084 | Vintage2085 | Vintage2086 | Vintage2087 | Vintage2088 | Vintage2089 | Vintage2090 | Vintage2091 | Vintage2092 | Vintage2093 | Vintage2094 | Vintage2095 | Vintage2096 | Vintage2097 | Vintage2098 | Vintage2099 | Vintage2100 | Nuclear start-year capacity, MW (sum across vintages) | HAS NUCLEAR FLEET? 1 = gets the ratio ELCCAfR
AL | 0 | 0 | 0 | 0 | 0 | 0 | 0 | 0 | 0 | 0 | 0 | 0 | 0 | 0 | 0 | 0 | 0 | 0 | 0 | 0 | 0 | 0 | 0 | 0 | 0 | 0 | 0 | 0 | 0 | 0 | 0 | 0 | 0 | 0 | 0 | 0 | 0 | 0 | 0 | 0 | 0 | 0 | 0 | 0 | 0 | 0 | 0 | 0 | 0 | 0 | 0 | 0 | 0 | 0 | 0 | 0 | 0 | 0 | 0 | 0 | 0 | 0 | 0 | 0 | 0 | 0 | 0 | 0 | 0 | 0 | 0 | 0 | 0 | 0 | 0 | 0 | 0 | 0 | 0 | 0 | 0 | 0 | 0 | 1227.4 | 1207.7 | 0 | 2121.6 | 0 | 0 | 0 | 896 | 0 | 0 | 0 | 0 | 0 | 0 | 0 | 0 | 0 | 0 | 0 | 0 | 0 | 0 | 0 | 0 | 0 | 0 | 0 | 0 | 0 | 0 | 0 | 0 | 0 | 0 | 0 | 0 | 0 | 0 | 0 | 0 | 0 | 0 | 0 | 0 | 0 | 0 | 0 | 0 | 0 | 0 | 0 | 0 | 0 | 0 | 0 | 0 | 0 | 0 | 0 | 0 | 0 | 0 | 0 | 0 | 0 | 0 | 0 | 0 | 0 | 0 | 0 | 0 | 0 | 0 | 0 | 0 | 0 | 0 | 0 | 0 | 0 | 0 | 0 | 0 | 0 | 0 | 0 | 0 | 0 | 0 | 0 | 0 | 0 | 0 | 0 | 0 | 0 | 0 | 0 | 0 | 0 | 0 | 0 | 0 | 0 | 0 | 0 | 0 | 0 | 0 | 0 | 0 | 0 | 0 | 0 | 0 | 0 | 0 | 0 | 0 | 0 | 0 | 0 | 0 | 0 | 0 | 0 | 5452.7 | 1
AR | 0 | 0 | 0 | 0 | 0 | 0 | 0 | 0 | 0 | 0 | 0 | 0 | 0 | 0 | 0 | 0 | 0 | 0 | 0 | 0 | 0 | 0 | 0 | 0 | 0 | 0 | 0 | 0 | 0 | 0 | 0 | 0 | 0 | 0 | 0 | 0 | 0 | 0 | 0 | 0 | 0 | 0 | 0 | 0 | 0 | 0 | 0 | 0 | 0 | 0 | 0 | 0 | 0 | 0 | 0 | 0 | 0 | 0 | 0 | 0 | 0 | 0 | 0 | 0 | 0 | 0 | 0 | 0 | 0 | 0 | 0 | 0 | 0 | 0 | 0 | 0 | 0 | 0 | 0 | 0 | 0 | 0 | 0 | 833.8 | 0 | 0 | 0 | 0 | 0 | 987.2 | 0 | 0 | 0 | 0 | 0 | 0 | 0 | 0 | 0 | 0 | 0 | 0 | 0 | 0 | 0 | 0 | 0 | 0 | 0 | 0 | 0 | 0 | 0 | 0 | 0 | 0 | 0 | 0 | 0 | 0 | 0 | 0 | 0 | 0 | 0 | 0 | 0 | 0 | 0 | 0 | 0 | 0 | 0 | 0 | 0 | 0 | 0 | 0 | 0 | 0 | 0 | 0 | 0 | 0 | 0 | 0 | 0 | 0 | 0 | 0 | 0 | 0 | 0 | 0 | 0 | 0 | 0 | 0 | 0 | 0 | 0 | 0 | 0 | 0 | 0 | 0 | 0 | 0 | 0 | 0 | 0 | 0 | 0 | 0 | 0 | 0 | 0 | 0 | 0 | 0 | 0 | 0 | 0 | 0 | 0 | 0 | 0 | 0 | 0 | 0 | 0 | 0 | 0 | 0 | 0 | 0 | 0 | 0 | 0 | 0 | 0 | 0 | 0 | 0 | 0 | 0 | 0 | 0 | 0 | 0 | 1821 | 1
AZ | 0 | 0 | 0 | 0 | 0 | 0 | 0 | 0 | 0 | 0 | 0 | 0 | 0 | 0 | 0 | 0 | 0 | 0 | 0 | 0 | 0 | 0 | 0 | 0 | 0 | 0 | 0 | 0 | 0 | 0 | 0 | 0 | 0 | 0 | 0 | 0 | 0 | 0 | 0 | 0 | 0 | 0 | 0 | 0 | 0 | 0 | 0 | 0 | 0 | 0 | 0 | 0 | 0 | 0 | 0 | 0 | 0 | 0 | 0 | 0 | 0 | 0 | 0 | 0 | 0 | 0 | 0 | 0 | 0 | 0 | 0 | 0 | 0 | 0 | 0 | 0 | 0 | 0 | 0 | 0 | 0 | 0 | 0 | 0 | 0 | 0 | 0 | 0 | 0 | 0 | 0 | 0 | 0 | 0 | 0 | 2625 | 0 | 1312 | 0 | 0 | 0 | 0 | 0 | 0 | 0 | 0 | 0 | 0 | 0 | 0 | 0 | 0 | 0 | 0 | 0 | 0 | 0 | 0 | 0 | 0 | 0 | 0 | 0 | 0 | 0 | 0 | 0 | 0 | 0 | 0 | 0 | 0 | 0 | 0 | 0 | 0 | 0 | 0 | 0 | 0 | 0 | 0 | 0 | 0 | 0 | 0 | 0 | 0 | 0 | 0 | 0 | 0 | 0 | 0 | 0 | 0 | 0 | 0 | 0 | 0 | 0 | 0 | 0 | 0 | 0 | 0 | 0 | 0 | 0 | 0 | 0 | 0 | 0 | 0 | 0 | 0 | 0 | 0 | 0 | 0 | 0 | 0 | 0 | 0 | 0 | 0 | 0 | 0 | 0 | 0 | 0 | 0 | 0 | 0 | 0 | 0 | 0 | 0 | 0 | 0 | 0 | 0 | 0 | 0 | 0 | 0 | 0 | 0 | 0 | 0 | 3937 | 1
CA | 0 | 0 | 0 | 0 | 0 | 0 | 0 | 0 | 0 | 0 | 0 | 0 | 0 | 0 | 0 | 0 | 0 | 0 | 0 | 0 | 0 | 0 | 0 | 0 | 0 | 0 | 0 | 0 | 0 | 0 | 0 | 0 | 0 | 0 | 0 | 0 | 0 | 0 | 0 | 0 | 0 | 0 | 0 | 0 | 0 | 0 | 0 | 0 | 0 | 0 | 0 | 0 | 0 | 0 | 0 | 0 | 0 | 0 | 0 | 0 | 0 | 0 | 0 | 0 | 0 | 0 | 0 | 0 | 0 | 0 | 0 | 0 | 0 | 0 | 0 | 0 | 0 | 0 | 0 | 0 | 0 | 0 | 0 | 0 | 0 | 0 | 0 | 0 | 0 | 0 | 0 | 0 | 0 | 0 | 1122 | 1118 | 0 | 0 | 0 | 0 | 0 | 0 | 0 | 0 | 0 | 0 | 0 | 0 | 0 | 0 | 0 | 0 | 0 | 0 | 0 | 0 | 0 | 0 | 0 | 0 | 0 | 0 | 0 | 0 | 0 | 0 | 0 | 0 | 0 | 0 | 0 | 0 | 0 | 0 | 0 | 0 | 0 | 0 | 0 | 0 | 0 | 0 | 0 | 0 | 0 | 0 | 0 | 0 | 0 | 0 | 0 | 0 | 0 | 0 | 0 | 0 | 0 | 0 | 0 | 0 | 0 | 0 | 0 | 0 | 0 | 0 | 0 | 0 | 0 | 0 | 0 | 0 | 0 | 0 | 0 | 0 | 0 | 0 | 0 | 0 | 0 | 0 | 0 | 0 | 0 | 0 | 0 | 0 | 0 | 0 | 0 | 0 | 0 | 0 | 0 | 0 | 0 | 0 | 0 | 0 | 0 | 0 | 0 | 0 | 0 | 0 | 0 | 0 | 0 | 0 | 2240 | 1
CO | 0 | 0 | 0 | 0 | 0 | 0 | 0 | 0 | 0 | 0 | 0 | 0 | 0 | 0 | 0 | 0 | 0 | 0 | 0 | 0 | 0 | 0 | 0 | 0 | 0 | 0 | 0 | 0 | 0 | 0 | 0 | 0 | 0 | 0 | 0 | 0 | 0 | 0 | 0 | 0 | 0 | 0 | 0 | 0 | 0 | 0 | 0 | 0 | 0 | 0 | 0 | 0 | 0 | 0 | 0 | 0 | 0 | 0 | 0 | 0 | 0 | 0 | 0 | 0 | 0 | 0 | 0 | 0 | 0 | 0 | 0 | 0 | 0 | 0 | 0 | 0 | 0 | 0 | 0 | 0 | 0 | 0 | 0 | 0 | 0 | 0 | 0 | 0 | 0 | 0 | 0 | 0 | 0 | 0 | 0 | 0 | 0 | 0 | 0 | 0 | 0 | 0 | 0 | 0 | 0 | 0 | 0 | 0 | 0 | 0 | 0 | 0 | 0 | 0 | 0 | 0 | 0 | 0 | 0 | 0 | 0 | 0 | 0 | 0 | 0 | 0 | 0 | 0 | 0 | 0 | 0 | 0 | 0 | 0 | 0 | 0 | 0 | 0 | 0 | 0 | 0 | 0 | 0 | 0 | 0 | 0 | 0 | 0 | 0 | 0 | 0 | 0 | 0 | 0 | 0 | 0 | 0 | 0 | 0 | 0 | 0 | 0 | 0 | 0 | 0 | 0 | 0 | 0 | 0 | 0 | 0 | 0 | 0 | 0 | 0 | 0 | 0 | 0 | 0 | 0 | 0 | 0 | 0 | 0 | 0 | 0 | 0 | 0 | 0 | 0 | 0 | 0 | 0 | 0 | 0 | 0 | 0 | 0 | 0 | 0 | 0 | 0 | 0 | 0 | 0 | 0 | 0 | 0 | 0 | 0 | 0 | 0
CT | 0 | 0 | 0 | 0 | 0 | 0 | 0 | 0 | 0 | 0 | 0 | 0 | 0 | 0 | 0 | 0 | 0 | 0 | 0 | 0 | 0 | 0 | 0 | 0 | 0 | 0 | 0 | 0 | 0 | 0 | 0 | 0 | 0 | 0 | 0 | 0 | 0 | 0 | 0 | 0 | 0 | 0 | 0 | 0 | 0 | 0 | 0 | 0 | 0 | 0 | 0 | 0 | 0 | 0 | 0 | 0 | 0 | 0 | 0 | 0 | 0 | 0 | 0 | 0 | 0 | 0 | 0 | 0 | 0 | 0 | 0 | 0 | 0 | 0 | 0 | 0 | 0 | 0 | 0 | 0 | 0 | 0 | 0 | 0 | 861 | 0 | 0 | 0 | 0 | 0 | 0 | 0 | 0 | 0 | 0 | 1243.2 | 0 | 0 | 0 | 0 | 0 | 0 | 0 | 0 | 0 | 0 | 0 | 0 | 0 | 0 | 0 | 0 | 0 | 0 | 0 | 0 | 0 | 0 | 0 | 0 | 0 | 0 | 0 | 0 | 0 | 0 | 0 | 0 | 0 | 0 | 0 | 0 | 0 | 0 | 0 | 0 | 0 | 0 | 0 | 0 | 0 | 0 | 0 | 0 | 0 | 0 | 0 | 0 | 0 | 0 | 0 | 0 | 0 | 0 | 0 | 0 | 0 | 0 | 0 | 0 | 0 | 0 | 0 | 0 | 0 | 0 | 0 | 0 | 0 | 0 | 0 | 0 | 0 | 0 | 0 | 0 | 0 | 0 | 0 | 0 | 0 | 0 | 0 | 0 | 0 | 0 | 0 | 0 | 0 | 0 | 0 | 0 | 0 | 0 | 0 | 0 | 0 | 0 | 0 | 0 | 0 | 0 | 0 | 0 | 0 | 0 | 0 | 0 | 0 | 0 | 2104.2 | 1
DE | 0 | 0 | 0 | 0 | 0 | 0 | 0 | 0 | 0 | 0 | 0 | 0 | 0 | 0 | 0 | 0 | 0 | 0 | 0 | 0 | 0 | 0 | 0 | 0 | 0 | 0 | 0 | 0 | 0 | 0 | 0 | 0 | 0 | 0 | 0 | 0 | 0 | 0 | 0 | 0 | 0 | 0 | 0 | 0 | 0 | 0 | 0 | 0 | 0 | 0 | 0 | 0 | 0 | 0 | 0 | 0 | 0 | 0 | 0 | 0 | 0 | 0 | 0 | 0 | 0 | 0 | 0 | 0 | 0 | 0 | 0 | 0 | 0 | 0 | 0 | 0 | 0 | 0 | 0 | 0 | 0 | 0 | 0 | 0 | 0 | 0 | 0 | 0 | 0 | 0 | 0 | 0 | 0 | 0 | 0 | 0 | 0 | 0 | 0 | 0 | 0 | 0 | 0 | 0 | 0 | 0 | 0 | 0 | 0 | 0 | 0 | 0 | 0 | 0 | 0 | 0 | 0 | 0 | 0 | 0 | 0 | 0 | 0 | 0 | 0 | 0 | 0 | 0 | 0 | 0 | 0 | 0 | 0 | 0 | 0 | 0 | 0 | 0 | 0 | 0 | 0 | 0 | 0 | 0 | 0 | 0 | 0 | 0 | 0 | 0 | 0 | 0 | 0 | 0 | 0 | 0 | 0 | 0 | 0 | 0 | 0 | 0 | 0 | 0 | 0 | 0 | 0 | 0 | 0 | 0 | 0 | 0 | 0 | 0 | 0 | 0 | 0 | 0 | 0 | 0 | 0 | 0 | 0 | 0 | 0 | 0 | 0 | 0 | 0 | 0 | 0 | 0 | 0 | 0 | 0 | 0 | 0 | 0 | 0 | 0 | 0 | 0 | 0 | 0 | 0 | 0 | 0 | 0 | 0 | 0 | 0 | 0
FL | 0 | 0 | 0 | 0 | 0 | 0 | 0 | 0 | 0 | 0 | 0 | 0 | 0 | 0 | 0 | 0 | 0 | 0 | 0 | 0 | 0 | 0 | 0 | 0 | 0 | 0 | 0 | 0 | 0 | 0 | 0 | 0 | 0 | 0 | 0 | 0 | 0 | 0 | 0 | 0 | 0 | 0 | 0 | 0 | 0 | 0 | 0 | 0 | 0 | 0 | 0 | 0 | 0 | 0 | 0 | 0 | 0 | 0 | 0 | 0 | 0 | 0 | 0 | 0 | 0 | 0 | 0 | 0 | 0 | 0 | 0 | 0 | 0 | 0 | 0 | 0 | 0 | 0 | 0 | 0 | 0 | 837 | 861 | 0 | 0 | 981 | 0 | 0 | 0 | 0 | 0 | 0 | 987 | 0 | 0 | 0 | 0 | 0 | 0 | 0 | 0 | 0 | 0 | 0 | 0 | 0 | 0 | 0 | 0 | 0 | 0 | 0 | 0 | 0 | 0 | 0 | 0 | 0 | 0 | 0 | 0 | 0 | 0 | 0 | 0 | 0 | 0 | 0 | 0 | 0 | 0 | 0 | 0 | 0 | 0 | 0 | 0 | 0 | 0 | 0 | 0 | 0 | 0 | 0 | 0 | 0 | 0 | 0 | 0 | 0 | 0 | 0 | 0 | 0 | 0 | 0 | 0 | 0 | 0 | 0 | 0 | 0 | 0 | 0 | 0 | 0 | 0 | 0 | 0 | 0 | 0 | 0 | 0 | 0 | 0 | 0 | 0 | 0 | 0 | 0 | 0 | 0 | 0 | 0 | 0 | 0 | 0 | 0 | 0 | 0 | 0 | 0 | 0 | 0 | 0 | 0 | 0 | 0 | 0 | 0 | 0 | 0 | 0 | 0 | 0 | 0 | 0 | 0 | 0 | 0 | 3666 | 1
GA | 0 | 0 | 0 | 0 | 0 | 0 | 0 | 0 | 0 | 0 | 0 | 0 | 0 | 0 | 0 | 0 | 0 | 0 | 0 | 0 | 0 | 0 | 0 | 0 | 0 | 0 | 0 | 0 | 0 | 0 | 0 | 0 | 0 | 0 | 0 | 0 | 0 | 0 | 0 | 0 | 0 | 0 | 0 | 0 | 0 | 0 | 0 | 0 | 0 | 0 | 0 | 0 | 0 | 0 | 0 | 0 | 0 | 0 | 0 | 0 | 0 | 0 | 0 | 0 | 0 | 0 | 0 | 0 | 0 | 0 | 0 | 0 | 0 | 0 | 0 | 0 | 0 | 0 | 0 | 0 | 0 | 0 | 0 | 0 | 876 | 0 | 0 | 0 | 883 | 0 | 0 | 0 | 0 | 0 | 0 | 0 | 1150 | 0 | 1152 | 0 | 0 | 0 | 0 | 0 | 0 | 0 | 0 | 0 | 0 | 0 | 0 | 0 | 0 | 0 | 0 | 0 | 0 | 0 | 0 | 0 | 0 | 0 | 0 | 0 | 0 | 0 | 0 | 0 | 0 | 0 | 0 | 0 | 1114 | 1114 | 0 | 0 | 0 | 0 | 0 | 0 | 0 | 0 | 0 | 0 | 0 | 0 | 0 | 0 | 0 | 0 | 0 | 0 | 0 | 0 | 0 | 0 | 0 | 0 | 0 | 0 | 0 | 0 | 0 | 0 | 0 | 0 | 0 | 0 | 0 | 0 | 0 | 0 | 0 | 0 | 0 | 0 | 0 | 0 | 0 | 0 | 0 | 0 | 0 | 0 | 0 | 0 | 0 | 0 | 0 | 0 | 0 | 0 | 0 | 0 | 0 | 0 | 0 | 0 | 0 | 0 | 0 | 0 | 0 | 0 | 0 | 0 | 0 | 0 | 0 | 0 | 6289 | 1
IA | 0 | 0 | 0 | 0 | 0 | 0 | 0 | 0 | 0 | 0 | 0 | 0 | 0 | 0 | 0 | 0 | 0 | 0 | 0 | 0 | 0 | 0 | 0 | 0 | 0 | 0 | 0 | 0 | 0 | 0 | 0 | 0 | 0 | 0 | 0 | 0 | 0 | 0 | 0 | 0 | 0 | 0 | 0 | 0 | 0 | 0 | 0 | 0 | 0 | 0 | 0 | 0 | 0 | 0 | 0 | 0 | 0 | 0 | 0 | 0 | 0 | 0 | 0 | 0 | 0 | 0 | 0 | 0 | 0 | 0 | 0 | 0 | 0 | 0 | 0 | 0 | 0 | 0 | 0 | 0 | 0 | 0 | 0 | 0 | 0 | 0 | 0 | 0 | 0 | 0 | 0 | 0 | 0 | 0 | 0 | 0 | 0 | 0 | 0 | 0 | 0 | 0 | 0 | 0 | 0 | 0 | 0 | 0 | 0 | 0 | 0 | 0 | 0 | 0 | 0 | 0 | 0 | 0 | 0 | 0 | 0 | 0 | 0 | 0 | 0 | 0 | 0 | 0 | 0 | 0 | 0 | 0 | 0 | 0 | 0 | 0 | 0 | 0 | 0 | 0 | 0 | 0 | 0 | 0 | 0 | 0 | 0 | 0 | 0 | 0 | 0 | 0 | 0 | 0 | 0 | 0 | 0 | 0 | 0 | 0 | 0 | 0 | 0 | 0 | 0 | 0 | 0 | 0 | 0 | 0 | 0 | 0 | 0 | 0 | 0 | 0 | 0 | 0 | 0 | 0 | 0 | 0 | 0 | 0 | 0 | 0 | 0 | 0 | 0 | 0 | 0 | 0 | 0 | 0 | 0 | 0 | 0 | 0 | 0 | 0 | 0 | 0 | 0 | 0 | 0 | 0 | 0 | 0 | 0 | 0 | 0 | 0
ID | 0 | 0 | 0 | 0 | 0 | 0 | 0 | 0 | 0 | 0 | 0 | 0 | 0 | 0 | 0 | 0 | 0 | 0 | 0 | 0 | 0 | 0 | 0 | 0 | 0 | 0 | 0 | 0 | 0 | 0 | 0 | 0 | 0 | 0 | 0 | 0 | 0 | 0 | 0 | 0 | 0 | 0 | 0 | 0 | 0 | 0 | 0 | 0 | 0 | 0 | 0 | 0 | 0 | 0 | 0 | 0 | 0 | 0 | 0 | 0 | 0 | 0 | 0 | 0 | 0 | 0 | 0 | 0 | 0 | 0 | 0 | 0 | 0 | 0 | 0 | 0 | 0 | 0 | 0 | 0 | 0 | 0 | 0 | 0 | 0 | 0 | 0 | 0 | 0 | 0 | 0 | 0 | 0 | 0 | 0 | 0 | 0 | 0 | 0 | 0 | 0 | 0 | 0 | 0 | 0 | 0 | 0 | 0 | 0 | 0 | 0 | 0 | 0 | 0 | 0 | 0 | 0 | 0 | 0 | 0 | 0 | 0 | 0 | 0 | 0 | 0 | 0 | 0 | 0 | 0 | 0 | 0 | 0 | 0 | 0 | 0 | 0 | 0 | 0 | 0 | 0 | 0 | 0 | 0 | 0 | 0 | 0 | 0 | 0 | 0 | 0 | 0 | 0 | 0 | 0 | 0 | 0 | 0 | 0 | 0 | 0 | 0 | 0 | 0 | 0 | 0 | 0 | 0 | 0 | 0 | 0 | 0 | 0 | 0 | 0 | 0 | 0 | 0 | 0 | 0 | 0 | 0 | 0 | 0 | 0 | 0 | 0 | 0 | 0 | 0 | 0 | 0 | 0 | 0 | 0 | 0 | 0 | 0 | 0 | 0 | 0 | 0 | 0 | 0 | 0 | 0 | 0 | 0 | 0 | 0 | 0 | 0
IL | 0 | 0 | 0 | 0 | 0 | 0 | 0 | 0 | 0 | 0 | 0 | 0 | 0 | 0 | 0 | 0 | 0 | 0 | 0 | 0 | 0 | 0 | 0 | 0 | 0 | 0 | 0 | 0 | 0 | 0 | 0 | 0 | 0 | 0 | 0 | 0 | 0 | 0 | 0 | 0 | 0 | 0 | 0 | 0 | 0 | 0 | 0 | 0 | 0 | 0 | 0 | 0 | 0 | 0 | 0 | 0 | 0 | 0 | 0 | 0 | 0 | 0 | 0 | 0 | 0 | 0 | 0 | 0 | 0 | 0 | 0 | 0 | 0 | 0 | 0 | 0 | 0 | 0 | 0 | 902 | 895 | 1819 | 0 | 0 | 0 | 0 | 0 | 0 | 0 | 0 | 0 | 0 | 0 | 2264.4 | 1164 | 0 | 2214.9 | 2332.3 | 0 | 0 | 0 | 0 | 0 | 0 | 0 | 0 | 0 | 0 | 0 | 0 | 0 | 0 | 0 | 0 | 0 | 0 | 0 | 0 | 0 | 0 | 0 | 0 | 0 | 0 | 0 | 0 | 0 | 0 | 0 | 0 | 0 | 0 | 0 | 0 | 0 | 0 | 0 | 0 | 0 | 0 | 0 | 0 | 0 | 0 | 0 | 0 | 0 | 0 | 0 | 0 | 0 | 0 | 0 | 0 | 0 | 0 | 0 | 0 | 0 | 0 | 0 | 0 | 0 | 0 | 0 | 0 | 0 | 0 | 0 | 0 | 0 | 0 | 0 | 0 | 0 | 0 | 0 | 0 | 0 | 0 | 0 | 0 | 0 | 0 | 0 | 0 | 0 | 0 | 0 | 0 | 0 | 0 | 0 | 0 | 0 | 0 | 0 | 0 | 0 | 0 | 0 | 0 | 0 | 0 | 0 | 0 | 0 | 0 | 0 | 0 | 11591.6 | 1
IN | 0 | 0 | 0 | 0 | 0 | 0 | 0 | 0 | 0 | 0 | 0 | 0 | 0 | 0 | 0 | 0 | 0 | 0 | 0 | 0 | 0 | 0 | 0 | 0 | 0 | 0 | 0 | 0 | 0 | 0 | 0 | 0 | 0 | 0 | 0 | 0 | 0 | 0 | 0 | 0 | 0 | 0 | 0 | 0 | 0 | 0 | 0 | 0 | 0 | 0 | 0 | 0 | 0 | 0 | 0 | 0 | 0 | 0 | 0 | 0 | 0 | 0 | 0 | 0 | 0 | 0 | 0 | 0 | 0 | 0 | 0 | 0 | 0 | 0 | 0 | 0 | 0 | 0 | 0 | 0 | 0 | 0 | 0 | 0 | 0 | 0 | 0 | 0 | 0 | 0 | 0 | 0 | 0 | 0 | 0 | 0 | 0 | 0 | 0 | 0 | 0 | 0 | 0 | 0 | 0 | 0 | 0 | 0 | 0 | 0 | 0 | 0 | 0 | 0 | 0 | 0 | 0 | 0 | 0 | 0 | 0 | 0 | 0 | 0 | 0 | 0 | 0 | 0 | 0 | 0 | 0 | 0 | 0 | 0 | 0 | 0 | 0 | 0 | 0 | 0 | 0 | 0 | 0 | 0 | 0 | 0 | 0 | 0 | 0 | 0 | 0 | 0 | 0 | 0 | 0 | 0 | 0 | 0 | 0 | 0 | 0 | 0 | 0 | 0 | 0 | 0 | 0 | 0 | 0 | 0 | 0 | 0 | 0 | 0 | 0 | 0 | 0 | 0 | 0 | 0 | 0 | 0 | 0 | 0 | 0 | 0 | 0 | 0 | 0 | 0 | 0 | 0 | 0 | 0 | 0 | 0 | 0 | 0 | 0 | 0 | 0 | 0 | 0 | 0 | 0 | 0 | 0 | 0 | 0 | 0 | 0 | 0
KS | 0 | 0 | 0 | 0 | 0 | 0 | 0 | 0 | 0 | 0 | 0 | 0 | 0 | 0 | 0 | 0 | 0 | 0 | 0 | 0 | 0 | 0 | 0 | 0 | 0 | 0 | 0 | 0 | 0 | 0 | 0 | 0 | 0 | 0 | 0 | 0 | 0 | 0 | 0 | 0 | 0 | 0 | 0 | 0 | 0 | 0 | 0 | 0 | 0 | 0 | 0 | 0 | 0 | 0 | 0 | 0 | 0 | 0 | 0 | 0 | 0 | 0 | 0 | 0 | 0 | 0 | 0 | 0 | 0 | 0 | 0 | 0 | 0 | 0 | 0 | 0 | 0 | 0 | 0 | 0 | 0 | 0 | 0 | 0 | 0 | 0 | 0 | 0 | 0 | 0 | 0 | 0 | 0 | 0 | 1176.7 | 0 | 0 | 0 | 0 | 0 | 0 | 0 | 0 | 0 | 0 | 0 | 0 | 0 | 0 | 0 | 0 | 0 | 0 | 0 | 0 | 0 | 0 | 0 | 0 | 0 | 0 | 0 | 0 | 0 | 0 | 0 | 0 | 0 | 0 | 0 | 0 | 0 | 0 | 0 | 0 | 0 | 0 | 0 | 0 | 0 | 0 | 0 | 0 | 0 | 0 | 0 | 0 | 0 | 0 | 0 | 0 | 0 | 0 | 0 | 0 | 0 | 0 | 0 | 0 | 0 | 0 | 0 | 0 | 0 | 0 | 0 | 0 | 0 | 0 | 0 | 0 | 0 | 0 | 0 | 0 | 0 | 0 | 0 | 0 | 0 | 0 | 0 | 0 | 0 | 0 | 0 | 0 | 0 | 0 | 0 | 0 | 0 | 0 | 0 | 0 | 0 | 0 | 0 | 0 | 0 | 0 | 0 | 0 | 0 | 0 | 0 | 0 | 0 | 0 | 0 | 1176.7 | 1
KY | 0 | 0 | 0 | 0 | 0 | 0 | 0 | 0 | 0 | 0 | 0 | 0 | 0 | 0 | 0 | 0 | 0 | 0 | 0 | 0 | 0 | 0 | 0 | 0 | 0 | 0 | 0 | 0 | 0 | 0 | 0 | 0 | 0 | 0 | 0 | 0 | 0 | 0 | 0 | 0 | 0 | 0 | 0 | 0 | 0 | 0 | 0 | 0 | 0 | 0 | 0 | 0 | 0 | 0 | 0 | 0 | 0 | 0 | 0 | 0 | 0 | 0 | 0 | 0 | 0 | 0 | 0 | 0 | 0 | 0 | 0 | 0 | 0 | 0 | 0 | 0 | 0 | 0 | 0 | 0 | 0 | 0 | 0 | 0 | 0 | 0 | 0 | 0 | 0 | 0 | 0 | 0 | 0 | 0 | 0 | 0 | 0 | 0 | 0 | 0 | 0 | 0 | 0 | 0 | 0 | 0 | 0 | 0 | 0 | 0 | 0 | 0 | 0 | 0 | 0 | 0 | 0 | 0 | 0 | 0 | 0 | 0 | 0 | 0 | 0 | 0 | 0 | 0 | 0 | 0 | 0 | 0 | 0 | 0 | 0 | 0 | 0 | 0 | 0 | 0 | 0 | 0 | 0 | 0 | 0 | 0 | 0 | 0 | 0 | 0 | 0 | 0 | 0 | 0 | 0 | 0 | 0 | 0 | 0 | 0 | 0 | 0 | 0 | 0 | 0 | 0 | 0 | 0 | 0 | 0 | 0 | 0 | 0 | 0 | 0 | 0 | 0 | 0 | 0 | 0 | 0 | 0 | 0 | 0 | 0 | 0 | 0 | 0 | 0 | 0 | 0 | 0 | 0 | 0 | 0 | 0 | 0 | 0 | 0 | 0 | 0 | 0 | 0 | 0 | 0 | 0 | 0 | 0 | 0 | 0 | 0 | 0
LA | 0 | 0 | 0 | 0 | 0 | 0 | 0 | 0 | 0 | 0 | 0 | 0 | 0 | 0 | 0 | 0 | 0 | 0 | 0 | 0 | 0 | 0 | 0 | 0 | 0 | 0 | 0 | 0 | 0 | 0 | 0 | 0 | 0 | 0 | 0 | 0 | 0 | 0 | 0 | 0 | 0 | 0 | 0 | 0 | 0 | 0 | 0 | 0 | 0 | 0 | 0 | 0 | 0 | 0 | 0 | 0 | 0 | 0 | 0 | 0 | 0 | 0 | 0 | 0 | 0 | 0 | 0 | 0 | 0 | 0 | 0 | 0 | 0 | 0 | 0 | 0 | 0 | 0 | 0 | 0 | 0 | 0 | 0 | 0 | 0 | 0 | 0 | 0 | 0 | 0 | 0 | 0 | 0 | 0 | 1076 | 975.5 | 0 | 0 | 0 | 0 | 0 | 0 | 0 | 0 | 0 | 0 | 0 | 0 | 0 | 0 | 0 | 0 | 0 | 0 | 0 | 0 | 0 | 0 | 0 | 0 | 0 | 0 | 0 | 0 | 0 | 0 | 0 | 0 | 0 | 0 | 0 | 0 | 0 | 0 | 0 | 0 | 0 | 0 | 0 | 0 | 0 | 0 | 0 | 0 | 0 | 0 | 0 | 0 | 0 | 0 | 0 | 0 | 0 | 0 | 0 | 0 | 0 | 0 | 0 | 0 | 0 | 0 | 0 | 0 | 0 | 0 | 0 | 0 | 0 | 0 | 0 | 0 | 0 | 0 | 0 | 0 | 0 | 0 | 0 | 0 | 0 | 0 | 0 | 0 | 0 | 0 | 0 | 0 | 0 | 0 | 0 | 0 | 0 | 0 | 0 | 0 | 0 | 0 | 0 | 0 | 0 | 0 | 0 | 0 | 0 | 0 | 0 | 0 | 0 | 0 | 2051.5 | 1
MA | 0 | 0 | 0 | 0 | 0 | 0 | 0 | 0 | 0 | 0 | 0 | 0 | 0 | 0 | 0 | 0 | 0 | 0 | 0 | 0 | 0 | 0 | 0 | 0 | 0 | 0 | 0 | 0 | 0 | 0 | 0 | 0 | 0 | 0 | 0 | 0 | 0 | 0 | 0 | 0 | 0 | 0 | 0 | 0 | 0 | 0 | 0 | 0 | 0 | 0 | 0 | 0 | 0 | 0 | 0 | 0 | 0 | 0 | 0 | 0 | 0 | 0 | 0 | 0 | 0 | 0 | 0 | 0 | 0 | 0 | 0 | 0 | 0 | 0 | 0 | 0 | 0 | 0 | 0 | 0 | 0 | 0 | 0 | 0 | 0 | 0 | 0 | 0 | 0 | 0 | 0 | 0 | 0 | 0 | 0 | 0 | 0 | 0 | 0 | 0 | 0 | 0 | 0 | 0 | 0 | 0 | 0 | 0 | 0 | 0 | 0 | 0 | 0 | 0 | 0 | 0 | 0 | 0 | 0 | 0 | 0 | 0 | 0 | 0 | 0 | 0 | 0 | 0 | 0 | 0 | 0 | 0 | 0 | 0 | 0 | 0 | 0 | 0 | 0 | 0 | 0 | 0 | 0 | 0 | 0 | 0 | 0 | 0 | 0 | 0 | 0 | 0 | 0 | 0 | 0 | 0 | 0 | 0 | 0 | 0 | 0 | 0 | 0 | 0 | 0 | 0 | 0 | 0 | 0 | 0 | 0 | 0 | 0 | 0 | 0 | 0 | 0 | 0 | 0 | 0 | 0 | 0 | 0 | 0 | 0 | 0 | 0 | 0 | 0 | 0 | 0 | 0 | 0 | 0 | 0 | 0 | 0 | 0 | 0 | 0 | 0 | 0 | 0 | 0 | 0 | 0 | 0 | 0 | 0 | 0 | 0 | 0
MD | 0 | 0 | 0 | 0 | 0 | 0 | 0 | 0 | 0 | 0 | 0 | 0 | 0 | 0 | 0 | 0 | 0 | 0 | 0 | 0 | 0 | 0 | 0 | 0 | 0 | 0 | 0 | 0 | 0 | 0 | 0 | 0 | 0 | 0 | 0 | 0 | 0 | 0 | 0 | 0 | 0 | 0 | 0 | 0 | 0 | 0 | 0 | 0 | 0 | 0 | 0 | 0 | 0 | 0 | 0 | 0 | 0 | 0 | 0 | 0 | 0 | 0 | 0 | 0 | 0 | 0 | 0 | 0 | 0 | 0 | 0 | 0 | 0 | 0 | 0 | 0 | 0 | 0 | 0 | 0 | 0 | 0 | 0 | 0 | 884.2 | 0 | 861 | 0 | 0 | 0 | 0 | 0 | 0 | 0 | 0 | 0 | 0 | 0 | 0 | 0 | 0 | 0 | 0 | 0 | 0 | 0 | 0 | 0 | 0 | 0 | 0 | 0 | 0 | 0 | 0 | 0 | 0 | 0 | 0 | 0 | 0 | 0 | 0 | 0 | 0 | 0 | 0 | 0 | 0 | 0 | 0 | 0 | 0 | 0 | 0 | 0 | 0 | 0 | 0 | 0 | 0 | 0 | 0 | 0 | 0 | 0 | 0 | 0 | 0 | 0 | 0 | 0 | 0 | 0 | 0 | 0 | 0 | 0 | 0 | 0 | 0 | 0 | 0 | 0 | 0 | 0 | 0 | 0 | 0 | 0 | 0 | 0 | 0 | 0 | 0 | 0 | 0 | 0 | 0 | 0 | 0 | 0 | 0 | 0 | 0 | 0 | 0 | 0 | 0 | 0 | 0 | 0 | 0 | 0 | 0 | 0 | 0 | 0 | 0 | 0 | 0 | 0 | 0 | 0 | 0 | 0 | 0 | 0 | 0 | 0 | 1745.2 | 1
ME | 0 | 0 | 0 | 0 | 0 | 0 | 0 | 0 | 0 | 0 | 0 | 0 | 0 | 0 | 0 | 0 | 0 | 0 | 0 | 0 | 0 | 0 | 0 | 0 | 0 | 0 | 0 | 0 | 0 | 0 | 0 | 0 | 0 | 0 | 0 | 0 | 0 | 0 | 0 | 0 | 0 | 0 | 0 | 0 | 0 | 0 | 0 | 0 | 0 | 0 | 0 | 0 | 0 | 0 | 0 | 0 | 0 | 0 | 0 | 0 | 0 | 0 | 0 | 0 | 0 | 0 | 0 | 0 | 0 | 0 | 0 | 0 | 0 | 0 | 0 | 0 | 0 | 0 | 0 | 0 | 0 | 0 | 0 | 0 | 0 | 0 | 0 | 0 | 0 | 0 | 0 | 0 | 0 | 0 | 0 | 0 | 0 | 0 | 0 | 0 | 0 | 0 | 0 | 0 | 0 | 0 | 0 | 0 | 0 | 0 | 0 | 0 | 0 | 0 | 0 | 0 | 0 | 0 | 0 | 0 | 0 | 0 | 0 | 0 | 0 | 0 | 0 | 0 | 0 | 0 | 0 | 0 | 0 | 0 | 0 | 0 | 0 | 0 | 0 | 0 | 0 | 0 | 0 | 0 | 0 | 0 | 0 | 0 | 0 | 0 | 0 | 0 | 0 | 0 | 0 | 0 | 0 | 0 | 0 | 0 | 0 | 0 | 0 | 0 | 0 | 0 | 0 | 0 | 0 | 0 | 0 | 0 | 0 | 0 | 0 | 0 | 0 | 0 | 0 | 0 | 0 | 0 | 0 | 0 | 0 | 0 | 0 | 0 | 0 | 0 | 0 | 0 | 0 | 0 | 0 | 0 | 0 | 0 | 0 | 0 | 0 | 0 | 0 | 0 | 0 | 0 | 0 | 0 | 0 | 0 | 0 | 0
MI | 0 | 0 | 0 | 0 | 0 | 0 | 0 | 0 | 0 | 0 | 0 | 0 | 0 | 0 | 0 | 0 | 0 | 0 | 0 | 0 | 0 | 0 | 0 | 0 | 0 | 0 | 0 | 0 | 0 | 0 | 0 | 0 | 0 | 0 | 0 | 0 | 0 | 0 | 0 | 0 | 0 | 0 | 0 | 0 | 0 | 0 | 0 | 0 | 0 | 0 | 0 | 0 | 0 | 0 | 0 | 0 | 0 | 0 | 0 | 0 | 0 | 0 | 0 | 0 | 0 | 0 | 0 | 0 | 0 | 0 | 0 | 0 | 0 | 0 | 0 | 0 | 0 | 0 | 0 | 0 | 0 | 768.5 | 0 | 0 | 1009 | 0 | 0 | 1168 | 0 | 0 | 0 | 0 | 0 | 0 | 0 | 0 | 0 | 1141 | 0 | 0 | 0 | 0 | 0 | 0 | 0 | 0 | 0 | 0 | 0 | 0 | 0 | 0 | 0 | 0 | 0 | 0 | 0 | 0 | 0 | 0 | 0 | 0 | 0 | 0 | 0 | 0 | 0 | 0 | 0 | 0 | 0 | 0 | 0 | 0 | 0 | 0 | 0 | 0 | 0 | 0 | 0 | 0 | 0 | 0 | 0 | 0 | 0 | 0 | 0 | 0 | 0 | 0 | 0 | 0 | 0 | 0 | 0 | 0 | 0 | 0 | 0 | 0 | 0 | 0 | 0 | 0 | 0 | 0 | 0 | 0 | 0 | 0 | 0 | 0 | 0 | 0 | 0 | 0 | 0 | 0 | 0 | 0 | 0 | 0 | 0 | 0 | 0 | 0 | 0 | 0 | 0 | 0 | 0 | 0 | 0 | 0 | 0 | 0 | 0 | 0 | 0 | 0 | 0 | 0 | 0 | 0 | 0 | 0 | 0 | 0 | 4086.5 | 1
MN | 0 | 0 | 0 | 0 | 0 | 0 | 0 | 0 | 0 | 0 | 0 | 0 | 0 | 0 | 0 | 0 | 0 | 0 | 0 | 0 | 0 | 0 | 0 | 0 | 0 | 0 | 0 | 0 | 0 | 0 | 0 | 0 | 0 | 0 | 0 | 0 | 0 | 0 | 0 | 0 | 0 | 0 | 0 | 0 | 0 | 0 | 0 | 0 | 0 | 0 | 0 | 0 | 0 | 0 | 0 | 0 | 0 | 0 | 0 | 0 | 0 | 0 | 0 | 0 | 0 | 0 | 0 | 0 | 0 | 0 | 0 | 0 | 0 | 0 | 0 | 0 | 0 | 0 | 0 | 0 | 617 | 0 | 0 | 1040 | 0 | 0 | 0 | 0 | 0 | 0 | 0 | 0 | 0 | 0 | 0 | 0 | 0 | 0 | 0 | 0 | 0 | 0 | 0 | 0 | 0 | 0 | 0 | 0 | 0 | 0 | 0 | 0 | 0 | 0 | 0 | 0 | 0 | 0 | 0 | 0 | 0 | 0 | 0 | 0 | 0 | 0 | 0 | 0 | 0 | 0 | 0 | 0 | 0 | 0 | 0 | 0 | 0 | 0 | 0 | 0 | 0 | 0 | 0 | 0 | 0 | 0 | 0 | 0 | 0 | 0 | 0 | 0 | 0 | 0 | 0 | 0 | 0 | 0 | 0 | 0 | 0 | 0 | 0 | 0 | 0 | 0 | 0 | 0 | 0 | 0 | 0 | 0 | 0 | 0 | 0 | 0 | 0 | 0 | 0 | 0 | 0 | 0 | 0 | 0 | 0 | 0 | 0 | 0 | 0 | 0 | 0 | 0 | 0 | 0 | 0 | 0 | 0 | 0 | 0 | 0 | 0 | 0 | 0 | 0 | 0 | 0 | 0 | 0 | 0 | 0 | 1657 | 1
MO | 0 | 0 | 0 | 0 | 0 | 0 | 0 | 0 | 0 | 0 | 0 | 0 | 0 | 0 | 0 | 0 | 0 | 0 | 0 | 0 | 0 | 0 | 0 | 0 | 0 | 0 | 0 | 0 | 0 | 0 | 0 | 0 | 0 | 0 | 0 | 0 | 0 | 0 | 0 | 0 | 0 | 0 | 0 | 0 | 0 | 0 | 0 | 0 | 0 | 0 | 0 | 0 | 0 | 0 | 0 | 0 | 0 | 0 | 0 | 0 | 0 | 0 | 0 | 0 | 0 | 0 | 0 | 0 | 0 | 0 | 0 | 0 | 0 | 0 | 0 | 0 | 0 | 0 | 0 | 0 | 0 | 0 | 0 | 0 | 0 | 0 | 0 | 0 | 0 | 0 | 0 | 0 | 0 | 1190 | 0 | 0 | 0 | 0 | 0 | 0 | 0 | 0 | 0 | 0 | 0 | 0 | 0 | 0 | 0 | 0 | 0 | 0 | 0 | 0 | 0 | 0 | 0 | 0 | 0 | 0 | 0 | 0 | 0 | 0 | 0 | 0 | 0 | 0 | 0 | 0 | 0 | 0 | 0 | 0 | 0 | 0 | 0 | 0 | 0 | 0 | 0 | 0 | 0 | 0 | 0 | 0 | 0 | 0 | 0 | 0 | 0 | 0 | 0 | 0 | 0 | 0 | 0 | 0 | 0 | 0 | 0 | 0 | 0 | 0 | 0 | 0 | 0 | 0 | 0 | 0 | 0 | 0 | 0 | 0 | 0 | 0 | 0 | 0 | 0 | 0 | 0 | 0 | 0 | 0 | 0 | 0 | 0 | 0 | 0 | 0 | 0 | 0 | 0 | 0 | 0 | 0 | 0 | 0 | 0 | 0 | 0 | 0 | 0 | 0 | 0 | 0 | 0 | 0 | 0 | 0 | 1190 | 1
MS | 0 | 0 | 0 | 0 | 0 | 0 | 0 | 0 | 0 | 0 | 0 | 0 | 0 | 0 | 0 | 0 | 0 | 0 | 0 | 0 | 0 | 0 | 0 | 0 | 0 | 0 | 0 | 0 | 0 | 0 | 0 | 0 | 0 | 0 | 0 | 0 | 0 | 0 | 0 | 0 | 0 | 0 | 0 | 0 | 0 | 0 | 0 | 0 | 0 | 0 | 0 | 0 | 0 | 0 | 0 | 0 | 0 | 0 | 0 | 0 | 0 | 0 | 0 | 0 | 0 | 0 | 0 | 0 | 0 | 0 | 0 | 0 | 0 | 0 | 0 | 0 | 0 | 0 | 0 | 0 | 0 | 0 | 0 | 0 | 0 | 0 | 0 | 0 | 0 | 0 | 0 | 0 | 0 | 0 | 1390.3 | 0 | 0 | 0 | 0 | 0 | 0 | 0 | 0 | 0 | 0 | 0 | 0 | 0 | 0 | 0 | 0 | 0 | 0 | 0 | 0 | 0 | 0 | 0 | 0 | 0 | 0 | 0 | 0 | 0 | 0 | 0 | 0 | 0 | 0 | 0 | 0 | 0 | 0 | 0 | 0 | 0 | 0 | 0 | 0 | 0 | 0 | 0 | 0 | 0 | 0 | 0 | 0 | 0 | 0 | 0 | 0 | 0 | 0 | 0 | 0 | 0 | 0 | 0 | 0 | 0 | 0 | 0 | 0 | 0 | 0 | 0 | 0 | 0 | 0 | 0 | 0 | 0 | 0 | 0 | 0 | 0 | 0 | 0 | 0 | 0 | 0 | 0 | 0 | 0 | 0 | 0 | 0 | 0 | 0 | 0 | 0 | 0 | 0 | 0 | 0 | 0 | 0 | 0 | 0 | 0 | 0 | 0 | 0 | 0 | 0 | 0 | 0 | 0 | 0 | 0 | 1390.3 | 1
MT | 0 | 0 | 0 | 0 | 0 | 0 | 0 | 0 | 0 | 0 | 0 | 0 | 0 | 0 | 0 | 0 | 0 | 0 | 0 | 0 | 0 | 0 | 0 | 0 | 0 | 0 | 0 | 0 | 0 | 0 | 0 | 0 | 0 | 0 | 0 | 0 | 0 | 0 | 0 | 0 | 0 | 0 | 0 | 0 | 0 | 0 | 0 | 0 | 0 | 0 | 0 | 0 | 0 | 0 | 0 | 0 | 0 | 0 | 0 | 0 | 0 | 0 | 0 | 0 | 0 | 0 | 0 | 0 | 0 | 0 | 0 | 0 | 0 | 0 | 0 | 0 | 0 | 0 | 0 | 0 | 0 | 0 | 0 | 0 | 0 | 0 | 0 | 0 | 0 | 0 | 0 | 0 | 0 | 0 | 0 | 0 | 0 | 0 | 0 | 0 | 0 | 0 | 0 | 0 | 0 | 0 | 0 | 0 | 0 | 0 | 0 | 0 | 0 | 0 | 0 | 0 | 0 | 0 | 0 | 0 | 0 | 0 | 0 | 0 | 0 | 0 | 0 | 0 | 0 | 0 | 0 | 0 | 0 | 0 | 0 | 0 | 0 | 0 | 0 | 0 | 0 | 0 | 0 | 0 | 0 | 0 | 0 | 0 | 0 | 0 | 0 | 0 | 0 | 0 | 0 | 0 | 0 | 0 | 0 | 0 | 0 | 0 | 0 | 0 | 0 | 0 | 0 | 0 | 0 | 0 | 0 | 0 | 0 | 0 | 0 | 0 | 0 | 0 | 0 | 0 | 0 | 0 | 0 | 0 | 0 | 0 | 0 | 0 | 0 | 0 | 0 | 0 | 0 | 0 | 0 | 0 | 0 | 0 | 0 | 0 | 0 | 0 | 0 | 0 | 0 | 0 | 0 | 0 | 0 | 0 | 0 | 0
NC | 0 | 0 | 0 | 0 | 0 | 0 | 0 | 0 | 0 | 0 | 0 | 0 | 0 | 0 | 0 | 0 | 0 | 0 | 0 | 0 | 0 | 0 | 0 | 0 | 0 | 0 | 0 | 0 | 0 | 0 | 0 | 0 | 0 | 0 | 0 | 0 | 0 | 0 | 0 | 0 | 0 | 0 | 0 | 0 | 0 | 0 | 0 | 0 | 0 | 0 | 0 | 0 | 0 | 0 | 0 | 0 | 0 | 0 | 0 | 0 | 0 | 0 | 0 | 0 | 0 | 0 | 0 | 0 | 0 | 0 | 0 | 0 | 0 | 0 | 0 | 0 | 0 | 0 | 0 | 0 | 0 | 0 | 0 | 0 | 932 | 0 | 938 | 0 | 0 | 0 | 1158 | 0 | 0 | 1157.6 | 0 | 0 | 964 | 0 | 0 | 0 | 0 | 0 | 0 | 0 | 0 | 0 | 0 | 0 | 0 | 0 | 0 | 0 | 0 | 0 | 0 | 0 | 0 | 0 | 0 | 0 | 0 | 0 | 0 | 0 | 0 | 0 | 0 | 0 | 0 | 0 | 0 | 0 | 0 | 0 | 0 | 0 | 0 | 0 | 0 | 0 | 0 | 0 | 0 | 0 | 0 | 0 | 0 | 0 | 0 | 0 | 0 | 0 | 0 | 0 | 0 | 0 | 0 | 0 | 0 | 0 | 0 | 0 | 0 | 0 | 0 | 0 | 0 | 0 | 0 | 0 | 0 | 0 | 0 | 0 | 0 | 0 | 0 | 0 | 0 | 0 | 0 | 0 | 0 | 0 | 0 | 0 | 0 | 0 | 0 | 0 | 0 | 0 | 0 | 0 | 0 | 0 | 0 | 0 | 0 | 0 | 0 | 0 | 0 | 0 | 0 | 0 | 0 | 0 | 0 | 0 | 5149.6 | 1
ND | 0 | 0 | 0 | 0 | 0 | 0 | 0 | 0 | 0 | 0 | 0 | 0 | 0 | 0 | 0 | 0 | 0 | 0 | 0 | 0 | 0 | 0 | 0 | 0 | 0 | 0 | 0 | 0 | 0 | 0 | 0 | 0 | 0 | 0 | 0 | 0 | 0 | 0 | 0 | 0 | 0 | 0 | 0 | 0 | 0 | 0 | 0 | 0 | 0 | 0 | 0 | 0 | 0 | 0 | 0 | 0 | 0 | 0 | 0 | 0 | 0 | 0 | 0 | 0 | 0 | 0 | 0 | 0 | 0 | 0 | 0 | 0 | 0 | 0 | 0 | 0 | 0 | 0 | 0 | 0 | 0 | 0 | 0 | 0 | 0 | 0 | 0 | 0 | 0 | 0 | 0 | 0 | 0 | 0 | 0 | 0 | 0 | 0 | 0 | 0 | 0 | 0 | 0 | 0 | 0 | 0 | 0 | 0 | 0 | 0 | 0 | 0 | 0 | 0 | 0 | 0 | 0 | 0 | 0 | 0 | 0 | 0 | 0 | 0 | 0 | 0 | 0 | 0 | 0 | 0 | 0 | 0 | 0 | 0 | 0 | 0 | 0 | 0 | 0 | 0 | 0 | 0 | 0 | 0 | 0 | 0 | 0 | 0 | 0 | 0 | 0 | 0 | 0 | 0 | 0 | 0 | 0 | 0 | 0 | 0 | 0 | 0 | 0 | 0 | 0 | 0 | 0 | 0 | 0 | 0 | 0 | 0 | 0 | 0 | 0 | 0 | 0 | 0 | 0 | 0 | 0 | 0 | 0 | 0 | 0 | 0 | 0 | 0 | 0 | 0 | 0 | 0 | 0 | 0 | 0 | 0 | 0 | 0 | 0 | 0 | 0 | 0 | 0 | 0 | 0 | 0 | 0 | 0 | 0 | 0 | 0 | 0
NE | 0 | 0 | 0 | 0 | 0 | 0 | 0 | 0 | 0 | 0 | 0 | 0 | 0 | 0 | 0 | 0 | 0 | 0 | 0 | 0 | 0 | 0 | 0 | 0 | 0 | 0 | 0 | 0 | 0 | 0 | 0 | 0 | 0 | 0 | 0 | 0 | 0 | 0 | 0 | 0 | 0 | 0 | 0 | 0 | 0 | 0 | 0 | 0 | 0 | 0 | 0 | 0 | 0 | 0 | 0 | 0 | 0 | 0 | 0 | 0 | 0 | 0 | 0 | 0 | 0 | 0 | 0 | 0 | 0 | 0 | 0 | 0 | 0 | 0 | 0 | 0 | 0 | 0 | 0 | 0 | 0 | 0 | 0 | 768.5 | 0 | 0 | 0 | 0 | 0 | 0 | 0 | 0 | 0 | 0 | 0 | 0 | 0 | 0 | 0 | 0 | 0 | 0 | 0 | 0 | 0 | 0 | 0 | 0 | 0 | 0 | 0 | 0 | 0 | 0 | 0 | 0 | 0 | 0 | 0 | 0 | 0 | 0 | 0 | 0 | 0 | 0 | 0 | 0 | 0 | 0 | 0 | 0 | 0 | 0 | 0 | 0 | 0 | 0 | 0 | 0 | 0 | 0 | 0 | 0 | 0 | 0 | 0 | 0 | 0 | 0 | 0 | 0 | 0 | 0 | 0 | 0 | 0 | 0 | 0 | 0 | 0 | 0 | 0 | 0 | 0 | 0 | 0 | 0 | 0 | 0 | 0 | 0 | 0 | 0 | 0 | 0 | 0 | 0 | 0 | 0 | 0 | 0 | 0 | 0 | 0 | 0 | 0 | 0 | 0 | 0 | 0 | 0 | 0 | 0 | 0 | 0 | 0 | 0 | 0 | 0 | 0 | 0 | 0 | 0 | 0 | 0 | 0 | 0 | 0 | 0 | 768.5 | 1
NH | 0 | 0 | 0 | 0 | 0 | 0 | 0 | 0 | 0 | 0 | 0 | 0 | 0 | 0 | 0 | 0 | 0 | 0 | 0 | 0 | 0 | 0 | 0 | 0 | 0 | 0 | 0 | 0 | 0 | 0 | 0 | 0 | 0 | 0 | 0 | 0 | 0 | 0 | 0 | 0 | 0 | 0 | 0 | 0 | 0 | 0 | 0 | 0 | 0 | 0 | 0 | 0 | 0 | 0 | 0 | 0 | 0 | 0 | 0 | 0 | 0 | 0 | 0 | 0 | 0 | 0 | 0 | 0 | 0 | 0 | 0 | 0 | 0 | 0 | 0 | 0 | 0 | 0 | 0 | 0 | 0 | 0 | 0 | 0 | 0 | 0 | 0 | 0 | 0 | 0 | 0 | 0 | 0 | 0 | 0 | 0 | 0 | 0 | 0 | 1250 | 0 | 0 | 0 | 0 | 0 | 0 | 0 | 0 | 0 | 0 | 0 | 0 | 0 | 0 | 0 | 0 | 0 | 0 | 0 | 0 | 0 | 0 | 0 | 0 | 0 | 0 | 0 | 0 | 0 | 0 | 0 | 0 | 0 | 0 | 0 | 0 | 0 | 0 | 0 | 0 | 0 | 0 | 0 | 0 | 0 | 0 | 0 | 0 | 0 | 0 | 0 | 0 | 0 | 0 | 0 | 0 | 0 | 0 | 0 | 0 | 0 | 0 | 0 | 0 | 0 | 0 | 0 | 0 | 0 | 0 | 0 | 0 | 0 | 0 | 0 | 0 | 0 | 0 | 0 | 0 | 0 | 0 | 0 | 0 | 0 | 0 | 0 | 0 | 0 | 0 | 0 | 0 | 0 | 0 | 0 | 0 | 0 | 0 | 0 | 0 | 0 | 0 | 0 | 0 | 0 | 0 | 0 | 0 | 0 | 0 | 1250 | 1
NJ | 0 | 0 | 0 | 0 | 0 | 0 | 0 | 0 | 0 | 0 | 0 | 0 | 0 | 0 | 0 | 0 | 0 | 0 | 0 | 0 | 0 | 0 | 0 | 0 | 0 | 0 | 0 | 0 | 0 | 0 | 0 | 0 | 0 | 0 | 0 | 0 | 0 | 0 | 0 | 0 | 0 | 0 | 0 | 0 | 0 | 0 | 0 | 0 | 0 | 0 | 0 | 0 | 0 | 0 | 0 | 0 | 0 | 0 | 0 | 0 | 0 | 0 | 0 | 0 | 0 | 0 | 0 | 0 | 0 | 0 | 0 | 0 | 0 | 0 | 0 | 0 | 0 | 0 | 0 | 0 | 0 | 0 | 0 | 0 | 0 | 0 | 1145.8 | 0 | 0 | 0 | 1138.9 | 0 | 0 | 0 | 0 | 1172 | 0 | 0 | 0 | 0 | 0 | 0 | 0 | 0 | 0 | 0 | 0 | 0 | 0 | 0 | 0 | 0 | 0 | 0 | 0 | 0 | 0 | 0 | 0 | 0 | 0 | 0 | 0 | 0 | 0 | 0 | 0 | 0 | 0 | 0 | 0 | 0 | 0 | 0 | 0 | 0 | 0 | 0 | 0 | 0 | 0 | 0 | 0 | 0 | 0 | 0 | 0 | 0 | 0 | 0 | 0 | 0 | 0 | 0 | 0 | 0 | 0 | 0 | 0 | 0 | 0 | 0 | 0 | 0 | 0 | 0 | 0 | 0 | 0 | 0 | 0 | 0 | 0 | 0 | 0 | 0 | 0 | 0 | 0 | 0 | 0 | 0 | 0 | 0 | 0 | 0 | 0 | 0 | 0 | 0 | 0 | 0 | 0 | 0 | 0 | 0 | 0 | 0 | 0 | 0 | 0 | 0 | 0 | 0 | 0 | 0 | 0 | 0 | 0 | 0 | 3456.7 | 1
NM | 0 | 0 | 0 | 0 | 0 | 0 | 0 | 0 | 0 | 0 | 0 | 0 | 0 | 0 | 0 | 0 | 0 | 0 | 0 | 0 | 0 | 0 | 0 | 0 | 0 | 0 | 0 | 0 | 0 | 0 | 0 | 0 | 0 | 0 | 0 | 0 | 0 | 0 | 0 | 0 | 0 | 0 | 0 | 0 | 0 | 0 | 0 | 0 | 0 | 0 | 0 | 0 | 0 | 0 | 0 | 0 | 0 | 0 | 0 | 0 | 0 | 0 | 0 | 0 | 0 | 0 | 0 | 0 | 0 | 0 | 0 | 0 | 0 | 0 | 0 | 0 | 0 | 0 | 0 | 0 | 0 | 0 | 0 | 0 | 0 | 0 | 0 | 0 | 0 | 0 | 0 | 0 | 0 | 0 | 0 | 0 | 0 | 0 | 0 | 0 | 0 | 0 | 0 | 0 | 0 | 0 | 0 | 0 | 0 | 0 | 0 | 0 | 0 | 0 | 0 | 0 | 0 | 0 | 0 | 0 | 0 | 0 | 0 | 0 | 0 | 0 | 0 | 0 | 0 | 0 | 0 | 0 | 0 | 0 | 0 | 0 | 0 | 0 | 0 | 0 | 0 | 0 | 0 | 0 | 0 | 0 | 0 | 0 | 0 | 0 | 0 | 0 | 0 | 0 | 0 | 0 | 0 | 0 | 0 | 0 | 0 | 0 | 0 | 0 | 0 | 0 | 0 | 0 | 0 | 0 | 0 | 0 | 0 | 0 | 0 | 0 | 0 | 0 | 0 | 0 | 0 | 0 | 0 | 0 | 0 | 0 | 0 | 0 | 0 | 0 | 0 | 0 | 0 | 0 | 0 | 0 | 0 | 0 | 0 | 0 | 0 | 0 | 0 | 0 | 0 | 0 | 0 | 0 | 0 | 0 | 0 | 0
NV | 0 | 0 | 0 | 0 | 0 | 0 | 0 | 0 | 0 | 0 | 0 | 0 | 0 | 0 | 0 | 0 | 0 | 0 | 0 | 0 | 0 | 0 | 0 | 0 | 0 | 0 | 0 | 0 | 0 | 0 | 0 | 0 | 0 | 0 | 0 | 0 | 0 | 0 | 0 | 0 | 0 | 0 | 0 | 0 | 0 | 0 | 0 | 0 | 0 | 0 | 0 | 0 | 0 | 0 | 0 | 0 | 0 | 0 | 0 | 0 | 0 | 0 | 0 | 0 | 0 | 0 | 0 | 0 | 0 | 0 | 0 | 0 | 0 | 0 | 0 | 0 | 0 | 0 | 0 | 0 | 0 | 0 | 0 | 0 | 0 | 0 | 0 | 0 | 0 | 0 | 0 | 0 | 0 | 0 | 0 | 0 | 0 | 0 | 0 | 0 | 0 | 0 | 0 | 0 | 0 | 0 | 0 | 0 | 0 | 0 | 0 | 0 | 0 | 0 | 0 | 0 | 0 | 0 | 0 | 0 | 0 | 0 | 0 | 0 | 0 | 0 | 0 | 0 | 0 | 0 | 0 | 0 | 0 | 0 | 0 | 0 | 0 | 0 | 0 | 0 | 0 | 0 | 0 | 0 | 0 | 0 | 0 | 0 | 0 | 0 | 0 | 0 | 0 | 0 | 0 | 0 | 0 | 0 | 0 | 0 | 0 | 0 | 0 | 0 | 0 | 0 | 0 | 0 | 0 | 0 | 0 | 0 | 0 | 0 | 0 | 0 | 0 | 0 | 0 | 0 | 0 | 0 | 0 | 0 | 0 | 0 | 0 | 0 | 0 | 0 | 0 | 0 | 0 | 0 | 0 | 0 | 0 | 0 | 0 | 0 | 0 | 0 | 0 | 0 | 0 | 0 | 0 | 0 | 0 | 0 | 0 | 0
NY | 0 | 0 | 0 | 0 | 0 | 0 | 0 | 0 | 0 | 0 | 0 | 0 | 0 | 0 | 0 | 0 | 0 | 0 | 0 | 0 | 0 | 0 | 0 | 0 | 0 | 0 | 0 | 0 | 0 | 0 | 0 | 0 | 0 | 0 | 0 | 0 | 0 | 0 | 0 | 0 | 0 | 0 | 0 | 0 | 0 | 0 | 0 | 0 | 0 | 0 | 0 | 0 | 0 | 0 | 0 | 0 | 0 | 0 | 0 | 0 | 0 | 0 | 0 | 0 | 0 | 0 | 0 | 0 | 0 | 0 | 0 | 0 | 0 | 0 | 0 | 0 | 0 | 0 | 621.4 | 581.5 | 0 | 0 | 0 | 0 | 0 | 852.8 | 0 | 0 | 0 | 0 | 0 | 0 | 0 | 0 | 0 | 0 | 1274.7 | 0 | 0 | 0 | 0 | 0 | 0 | 0 | 0 | 0 | 0 | 0 | 0 | 0 | 0 | 0 | 0 | 0 | 0 | 0 | 0 | 0 | 0 | 0 | 0 | 0 | 0 | 0 | 0 | 0 | 0 | 0 | 0 | 0 | 0 | 0 | 0 | 0 | 0 | 0 | 0 | 0 | 0 | 0 | 0 | 0 | 0 | 0 | 0 | 0 | 0 | 0 | 0 | 0 | 0 | 0 | 0 | 0 | 0 | 0 | 0 | 0 | 0 | 0 | 0 | 0 | 0 | 0 | 0 | 0 | 0 | 0 | 0 | 0 | 0 | 0 | 0 | 0 | 0 | 0 | 0 | 0 | 0 | 0 | 0 | 0 | 0 | 0 | 0 | 0 | 0 | 0 | 0 | 0 | 0 | 0 | 0 | 0 | 0 | 0 | 0 | 0 | 0 | 0 | 0 | 0 | 0 | 0 | 0 | 0 | 0 | 0 | 0 | 0 | 3330.4 | 1
OH | 0 | 0 | 0 | 0 | 0 | 0 | 0 | 0 | 0 | 0 | 0 | 0 | 0 | 0 | 0 | 0 | 0 | 0 | 0 | 0 | 0 | 0 | 0 | 0 | 0 | 0 | 0 | 0 | 0 | 0 | 0 | 0 | 0 | 0 | 0 | 0 | 0 | 0 | 0 | 0 | 0 | 0 | 0 | 0 | 0 | 0 | 0 | 0 | 0 | 0 | 0 | 0 | 0 | 0 | 0 | 0 | 0 | 0 | 0 | 0 | 0 | 0 | 0 | 0 | 0 | 0 | 0 | 0 | 0 | 0 | 0 | 0 | 0 | 0 | 0 | 0 | 0 | 0 | 0 | 0 | 0 | 0 | 0 | 0 | 0 | 0 | 894 | 0 | 0 | 0 | 0 | 0 | 0 | 0 | 0 | 0 | 1240 | 0 | 0 | 0 | 0 | 0 | 0 | 0 | 0 | 0 | 0 | 0 | 0 | 0 | 0 | 0 | 0 | 0 | 0 | 0 | 0 | 0 | 0 | 0 | 0 | 0 | 0 | 0 | 0 | 0 | 0 | 0 | 0 | 0 | 0 | 0 | 0 | 0 | 0 | 0 | 0 | 0 | 0 | 0 | 0 | 0 | 0 | 0 | 0 | 0 | 0 | 0 | 0 | 0 | 0 | 0 | 0 | 0 | 0 | 0 | 0 | 0 | 0 | 0 | 0 | 0 | 0 | 0 | 0 | 0 | 0 | 0 | 0 | 0 | 0 | 0 | 0 | 0 | 0 | 0 | 0 | 0 | 0 | 0 | 0 | 0 | 0 | 0 | 0 | 0 | 0 | 0 | 0 | 0 | 0 | 0 | 0 | 0 | 0 | 0 | 0 | 0 | 0 | 0 | 0 | 0 | 0 | 0 | 0 | 0 | 0 | 0 | 0 | 0 | 2134 | 1
OK | 0 | 0 | 0 | 0 | 0 | 0 | 0 | 0 | 0 | 0 | 0 | 0 | 0 | 0 | 0 | 0 | 0 | 0 | 0 | 0 | 0 | 0 | 0 | 0 | 0 | 0 | 0 | 0 | 0 | 0 | 0 | 0 | 0 | 0 | 0 | 0 | 0 | 0 | 0 | 0 | 0 | 0 | 0 | 0 | 0 | 0 | 0 | 0 | 0 | 0 | 0 | 0 | 0 | 0 | 0 | 0 | 0 | 0 | 0 | 0 | 0 | 0 | 0 | 0 | 0 | 0 | 0 | 0 | 0 | 0 | 0 | 0 | 0 | 0 | 0 | 0 | 0 | 0 | 0 | 0 | 0 | 0 | 0 | 0 | 0 | 0 | 0 | 0 | 0 | 0 | 0 | 0 | 0 | 0 | 0 | 0 | 0 | 0 | 0 | 0 | 0 | 0 | 0 | 0 | 0 | 0 | 0 | 0 | 0 | 0 | 0 | 0 | 0 | 0 | 0 | 0 | 0 | 0 | 0 | 0 | 0 | 0 | 0 | 0 | 0 | 0 | 0 | 0 | 0 | 0 | 0 | 0 | 0 | 0 | 0 | 0 | 0 | 0 | 0 | 0 | 0 | 0 | 0 | 0 | 0 | 0 | 0 | 0 | 0 | 0 | 0 | 0 | 0 | 0 | 0 | 0 | 0 | 0 | 0 | 0 | 0 | 0 | 0 | 0 | 0 | 0 | 0 | 0 | 0 | 0 | 0 | 0 | 0 | 0 | 0 | 0 | 0 | 0 | 0 | 0 | 0 | 0 | 0 | 0 | 0 | 0 | 0 | 0 | 0 | 0 | 0 | 0 | 0 | 0 | 0 | 0 | 0 | 0 | 0 | 0 | 0 | 0 | 0 | 0 | 0 | 0 | 0 | 0 | 0 | 0 | 0 | 0
OR | 0 | 0 | 0 | 0 | 0 | 0 | 0 | 0 | 0 | 0 | 0 | 0 | 0 | 0 | 0 | 0 | 0 | 0 | 0 | 0 | 0 | 0 | 0 | 0 | 0 | 0 | 0 | 0 | 0 | 0 | 0 | 0 | 0 | 0 | 0 | 0 | 0 | 0 | 0 | 0 | 0 | 0 | 0 | 0 | 0 | 0 | 0 | 0 | 0 | 0 | 0 | 0 | 0 | 0 | 0 | 0 | 0 | 0 | 0 | 0 | 0 | 0 | 0 | 0 | 0 | 0 | 0 | 0 | 0 | 0 | 0 | 0 | 0 | 0 | 0 | 0 | 0 | 0 | 0 | 0 | 0 | 0 | 0 | 0 | 0 | 0 | 0 | 0 | 0 | 0 | 0 | 0 | 0 | 0 | 0 | 0 | 0 | 0 | 0 | 0 | 0 | 0 | 0 | 0 | 0 | 0 | 0 | 0 | 0 | 0 | 0 | 0 | 0 | 0 | 0 | 0 | 0 | 0 | 0 | 0 | 0 | 0 | 0 | 0 | 0 | 0 | 0 | 0 | 0 | 0 | 0 | 0 | 0 | 0 | 0 | 0 | 0 | 0 | 0 | 0 | 0 | 0 | 0 | 0 | 0 | 0 | 0 | 0 | 0 | 0 | 0 | 0 | 0 | 0 | 0 | 0 | 0 | 0 | 0 | 0 | 0 | 0 | 0 | 0 | 0 | 0 | 0 | 0 | 0 | 0 | 0 | 0 | 0 | 0 | 0 | 0 | 0 | 0 | 0 | 0 | 0 | 0 | 0 | 0 | 0 | 0 | 0 | 0 | 0 | 0 | 0 | 0 | 0 | 0 | 0 | 0 | 0 | 0 | 0 | 0 | 0 | 0 | 0 | 0 | 0 | 0 | 0 | 0 | 0 | 0 | 0 | 0
PA | 0 | 0 | 0 | 0 | 0 | 0 | 0 | 0 | 0 | 0 | 0 | 0 | 0 | 0 | 0 | 0 | 0 | 0 | 0 | 0 | 0 | 0 | 0 | 0 | 0 | 0 | 0 | 0 | 0 | 0 | 0 | 0 | 0 | 0 | 0 | 0 | 0 | 0 | 0 | 0 | 0 | 0 | 0 | 0 | 0 | 0 | 0 | 0 | 0 | 0 | 0 | 0 | 0 | 0 | 0 | 0 | 0 | 0 | 0 | 0 | 0 | 0 | 0 | 0 | 0 | 0 | 0 | 0 | 0 | 0 | 0 | 0 | 0 | 0 | 0 | 0 | 0 | 0 | 0 | 0 | 0 | 0 | 0 | 3352.2 | 0 | 907 | 0 | 0 | 0 | 0 | 0 | 0 | 1247 | 0 | 1247 | 1119.7 | 901 | 0 | 0 | 1122.1 | 0 | 0 | 0 | 0 | 0 | 0 | 0 | 0 | 0 | 0 | 0 | 0 | 0 | 0 | 0 | 0 | 0 | 0 | 0 | 0 | 0 | 0 | 0 | 0 | 0 | 0 | 0 | 0 | 0 | 0 | 0 | 0 | 0 | 0 | 0 | 0 | 0 | 0 | 0 | 0 | 0 | 0 | 0 | 0 | 0 | 0 | 0 | 0 | 0 | 0 | 0 | 0 | 0 | 0 | 0 | 0 | 0 | 0 | 0 | 0 | 0 | 0 | 0 | 0 | 0 | 0 | 0 | 0 | 0 | 0 | 0 | 0 | 0 | 0 | 0 | 0 | 0 | 0 | 0 | 0 | 0 | 0 | 0 | 0 | 0 | 0 | 0 | 0 | 0 | 0 | 0 | 0 | 0 | 0 | 0 | 0 | 0 | 0 | 0 | 0 | 0 | 0 | 0 | 0 | 0 | 0 | 0 | 0 | 0 | 0 | 9896 | 1
RI | 0 | 0 | 0 | 0 | 0 | 0 | 0 | 0 | 0 | 0 | 0 | 0 | 0 | 0 | 0 | 0 | 0 | 0 | 0 | 0 | 0 | 0 | 0 | 0 | 0 | 0 | 0 | 0 | 0 | 0 | 0 | 0 | 0 | 0 | 0 | 0 | 0 | 0 | 0 | 0 | 0 | 0 | 0 | 0 | 0 | 0 | 0 | 0 | 0 | 0 | 0 | 0 | 0 | 0 | 0 | 0 | 0 | 0 | 0 | 0 | 0 | 0 | 0 | 0 | 0 | 0 | 0 | 0 | 0 | 0 | 0 | 0 | 0 | 0 | 0 | 0 | 0 | 0 | 0 | 0 | 0 | 0 | 0 | 0 | 0 | 0 | 0 | 0 | 0 | 0 | 0 | 0 | 0 | 0 | 0 | 0 | 0 | 0 | 0 | 0 | 0 | 0 | 0 | 0 | 0 | 0 | 0 | 0 | 0 | 0 | 0 | 0 | 0 | 0 | 0 | 0 | 0 | 0 | 0 | 0 | 0 | 0 | 0 | 0 | 0 | 0 | 0 | 0 | 0 | 0 | 0 | 0 | 0 | 0 | 0 | 0 | 0 | 0 | 0 | 0 | 0 | 0 | 0 | 0 | 0 | 0 | 0 | 0 | 0 | 0 | 0 | 0 | 0 | 0 | 0 | 0 | 0 | 0 | 0 | 0 | 0 | 0 | 0 | 0 | 0 | 0 | 0 | 0 | 0 | 0 | 0 | 0 | 0 | 0 | 0 | 0 | 0 | 0 | 0 | 0 | 0 | 0 | 0 | 0 | 0 | 0 | 0 | 0 | 0 | 0 | 0 | 0 | 0 | 0 | 0 | 0 | 0 | 0 | 0 | 0 | 0 | 0 | 0 | 0 | 0 | 0 | 0 | 0 | 0 | 0 | 0 | 0
SC | 0 | 0 | 0 | 0 | 0 | 0 | 0 | 0 | 0 | 0 | 0 | 0 | 0 | 0 | 0 | 0 | 0 | 0 | 0 | 0 | 0 | 0 | 0 | 0 | 0 | 0 | 0 | 0 | 0 | 0 | 0 | 0 | 0 | 0 | 0 | 0 | 0 | 0 | 0 | 0 | 0 | 0 | 0 | 0 | 0 | 0 | 0 | 0 | 0 | 0 | 0 | 0 | 0 | 0 | 0 | 0 | 0 | 0 | 0 | 0 | 0 | 0 | 0 | 0 | 0 | 0 | 0 | 0 | 0 | 0 | 0 | 0 | 0 | 0 | 0 | 0 | 0 | 0 | 0 | 0 | 759 | 0 | 847 | 1707 | 0 | 0 | 0 | 0 | 0 | 0 | 0 | 0 | 0 | 977.2 | 1160 | 1150.1 | 0 | 0 | 0 | 0 | 0 | 0 | 0 | 0 | 0 | 0 | 0 | 0 | 0 | 0 | 0 | 0 | 0 | 0 | 0 | 0 | 0 | 0 | 0 | 0 | 0 | 0 | 0 | 0 | 0 | 0 | 0 | 0 | 0 | 0 | 0 | 0 | 0 | 0 | 0 | 0 | 0 | 0 | 0 | 0 | 0 | 0 | 0 | 0 | 0 | 0 | 0 | 0 | 0 | 0 | 0 | 0 | 0 | 0 | 0 | 0 | 0 | 0 | 0 | 0 | 0 | 0 | 0 | 0 | 0 | 0 | 0 | 0 | 0 | 0 | 0 | 0 | 0 | 0 | 0 | 0 | 0 | 0 | 0 | 0 | 0 | 0 | 0 | 0 | 0 | 0 | 0 | 0 | 0 | 0 | 0 | 0 | 0 | 0 | 0 | 0 | 0 | 0 | 0 | 0 | 0 | 0 | 0 | 0 | 0 | 0 | 0 | 0 | 0 | 0 | 6600.3 | 1
SD | 0 | 0 | 0 | 0 | 0 | 0 | 0 | 0 | 0 | 0 | 0 | 0 | 0 | 0 | 0 | 0 | 0 | 0 | 0 | 0 | 0 | 0 | 0 | 0 | 0 | 0 | 0 | 0 | 0 | 0 | 0 | 0 | 0 | 0 | 0 | 0 | 0 | 0 | 0 | 0 | 0 | 0 | 0 | 0 | 0 | 0 | 0 | 0 | 0 | 0 | 0 | 0 | 0 | 0 | 0 | 0 | 0 | 0 | 0 | 0 | 0 | 0 | 0 | 0 | 0 | 0 | 0 | 0 | 0 | 0 | 0 | 0 | 0 | 0 | 0 | 0 | 0 | 0 | 0 | 0 | 0 | 0 | 0 | 0 | 0 | 0 | 0 | 0 | 0 | 0 | 0 | 0 | 0 | 0 | 0 | 0 | 0 | 0 | 0 | 0 | 0 | 0 | 0 | 0 | 0 | 0 | 0 | 0 | 0 | 0 | 0 | 0 | 0 | 0 | 0 | 0 | 0 | 0 | 0 | 0 | 0 | 0 | 0 | 0 | 0 | 0 | 0 | 0 | 0 | 0 | 0 | 0 | 0 | 0 | 0 | 0 | 0 | 0 | 0 | 0 | 0 | 0 | 0 | 0 | 0 | 0 | 0 | 0 | 0 | 0 | 0 | 0 | 0 | 0 | 0 | 0 | 0 | 0 | 0 | 0 | 0 | 0 | 0 | 0 | 0 | 0 | 0 | 0 | 0 | 0 | 0 | 0 | 0 | 0 | 0 | 0 | 0 | 0 | 0 | 0 | 0 | 0 | 0 | 0 | 0 | 0 | 0 | 0 | 0 | 0 | 0 | 0 | 0 | 0 | 0 | 0 | 0 | 0 | 0 | 0 | 0 | 0 | 0 | 0 | 0 | 0 | 0 | 0 | 0 | 0 | 0 | 0
TN | 0 | 0 | 0 | 0 | 0 | 0 | 0 | 0 | 0 | 0 | 0 | 0 | 0 | 0 | 0 | 0 | 0 | 0 | 0 | 0 | 0 | 0 | 0 | 0 | 0 | 0 | 0 | 0 | 0 | 0 | 0 | 0 | 0 | 0 | 0 | 0 | 0 | 0 | 0 | 0 | 0 | 0 | 0 | 0 | 0 | 0 | 0 | 0 | 0 | 0 | 0 | 0 | 0 | 0 | 0 | 0 | 0 | 0 | 0 | 0 | 0 | 0 | 0 | 0 | 0 | 0 | 0 | 0 | 0 | 0 | 0 | 0 | 0 | 0 | 0 | 0 | 0 | 0 | 0 | 0 | 0 | 0 | 0 | 0 | 0 | 0 | 0 | 0 | 0 | 0 | 1152 | 1125.7 | 0 | 0 | 0 | 0 | 0 | 0 | 0 | 0 | 0 | 0 | 0 | 0 | 0 | 1123 | 0 | 0 | 0 | 0 | 0 | 0 | 0 | 0 | 0 | 0 | 0 | 0 | 0 | 0 | 0 | 0 | 0 | 0 | 0 | 1122 | 0 | 0 | 0 | 0 | 0 | 0 | 0 | 0 | 0 | 0 | 0 | 0 | 0 | 0 | 0 | 0 | 0 | 0 | 0 | 0 | 0 | 0 | 0 | 0 | 0 | 0 | 0 | 0 | 0 | 0 | 0 | 0 | 0 | 0 | 0 | 0 | 0 | 0 | 0 | 0 | 0 | 0 | 0 | 0 | 0 | 0 | 0 | 0 | 0 | 0 | 0 | 0 | 0 | 0 | 0 | 0 | 0 | 0 | 0 | 0 | 0 | 0 | 0 | 0 | 0 | 0 | 0 | 0 | 0 | 0 | 0 | 0 | 0 | 0 | 0 | 0 | 0 | 0 | 0 | 0 | 0 | 0 | 0 | 0 | 4522.7 | 1
TX | 0 | 0 | 0 | 0 | 0 | 0 | 0 | 0 | 0 | 0 | 0 | 0 | 0 | 0 | 0 | 0 | 0 | 0 | 0 | 0 | 0 | 0 | 0 | 0 | 0 | 0 | 0 | 0 | 0 | 0 | 0 | 0 | 0 | 0 | 0 | 0 | 0 | 0 | 0 | 0 | 0 | 0 | 0 | 0 | 0 | 0 | 0 | 0 | 0 | 0 | 0 | 0 | 0 | 0 | 0 | 0 | 0 | 0 | 0 | 0 | 0 | 0 | 0 | 0 | 0 | 0 | 0 | 0 | 0 | 0 | 0 | 0 | 0 | 0 | 0 | 0 | 0 | 0 | 0 | 0 | 0 | 0 | 0 | 0 | 0 | 0 | 0 | 0 | 0 | 0 | 0 | 0 | 0 | 0 | 0 | 0 | 0 | 1300 | 1280 | 1205 | 0 | 0 | 1195 | 0 | 0 | 0 | 0 | 0 | 0 | 0 | 0 | 0 | 0 | 0 | 0 | 0 | 0 | 0 | 0 | 0 | 0 | 0 | 0 | 0 | 0 | 0 | 0 | 0 | 0 | 0 | 0 | 0 | 0 | 0 | 0 | 0 | 0 | 0 | 0 | 0 | 0 | 0 | 0 | 0 | 0 | 0 | 0 | 0 | 0 | 0 | 0 | 0 | 0 | 0 | 0 | 0 | 0 | 0 | 0 | 0 | 0 | 0 | 0 | 0 | 0 | 0 | 0 | 0 | 0 | 0 | 0 | 0 | 0 | 0 | 0 | 0 | 0 | 0 | 0 | 0 | 0 | 0 | 0 | 0 | 0 | 0 | 0 | 0 | 0 | 0 | 0 | 0 | 0 | 0 | 0 | 0 | 0 | 0 | 0 | 0 | 0 | 0 | 0 | 0 | 0 | 0 | 0 | 0 | 0 | 0 | 4980 | 1
UT | 0 | 0 | 0 | 0 | 0 | 0 | 0 | 0 | 0 | 0 | 0 | 0 | 0 | 0 | 0 | 0 | 0 | 0 | 0 | 0 | 0 | 0 | 0 | 0 | 0 | 0 | 0 | 0 | 0 | 0 | 0 | 0 | 0 | 0 | 0 | 0 | 0 | 0 | 0 | 0 | 0 | 0 | 0 | 0 | 0 | 0 | 0 | 0 | 0 | 0 | 0 | 0 | 0 | 0 | 0 | 0 | 0 | 0 | 0 | 0 | 0 | 0 | 0 | 0 | 0 | 0 | 0 | 0 | 0 | 0 | 0 | 0 | 0 | 0 | 0 | 0 | 0 | 0 | 0 | 0 | 0 | 0 | 0 | 0 | 0 | 0 | 0 | 0 | 0 | 0 | 0 | 0 | 0 | 0 | 0 | 0 | 0 | 0 | 0 | 0 | 0 | 0 | 0 | 0 | 0 | 0 | 0 | 0 | 0 | 0 | 0 | 0 | 0 | 0 | 0 | 0 | 0 | 0 | 0 | 0 | 0 | 0 | 0 | 0 | 0 | 0 | 0 | 0 | 0 | 0 | 0 | 0 | 0 | 0 | 0 | 0 | 0 | 0 | 0 | 0 | 0 | 0 | 0 | 0 | 0 | 0 | 0 | 0 | 0 | 0 | 0 | 0 | 0 | 0 | 0 | 0 | 0 | 0 | 0 | 0 | 0 | 0 | 0 | 0 | 0 | 0 | 0 | 0 | 0 | 0 | 0 | 0 | 0 | 0 | 0 | 0 | 0 | 0 | 0 | 0 | 0 | 0 | 0 | 0 | 0 | 0 | 0 | 0 | 0 | 0 | 0 | 0 | 0 | 0 | 0 | 0 | 0 | 0 | 0 | 0 | 0 | 0 | 0 | 0 | 0 | 0 | 0 | 0 | 0 | 0 | 0 | 0
VA | 0 | 0 | 0 | 0 | 0 | 0 | 0 | 0 | 0 | 0 | 0 | 0 | 0 | 0 | 0 | 0 | 0 | 0 | 0 | 0 | 0 | 0 | 0 | 0 | 0 | 0 | 0 | 0 | 0 | 0 | 0 | 0 | 0 | 0 | 0 | 0 | 0 | 0 | 0 | 0 | 0 | 0 | 0 | 0 | 0 | 0 | 0 | 0 | 0 | 0 | 0 | 0 | 0 | 0 | 0 | 0 | 0 | 0 | 0 | 0 | 0 | 0 | 0 | 0 | 0 | 0 | 0 | 0 | 0 | 0 | 0 | 0 | 0 | 0 | 0 | 0 | 0 | 0 | 0 | 0 | 0 | 838 | 838 | 0 | 0 | 0 | 0 | 948 | 0 | 944 | 0 | 0 | 0 | 0 | 0 | 0 | 0 | 0 | 0 | 0 | 0 | 0 | 0 | 0 | 0 | 0 | 0 | 0 | 0 | 0 | 0 | 0 | 0 | 0 | 0 | 0 | 0 | 0 | 0 | 0 | 0 | 0 | 0 | 0 | 0 | 0 | 0 | 0 | 0 | 0 | 0 | 0 | 0 | 0 | 0 | 0 | 0 | 0 | 0 | 0 | 0 | 0 | 0 | 0 | 0 | 0 | 0 | 0 | 0 | 0 | 0 | 0 | 0 | 0 | 0 | 0 | 0 | 0 | 0 | 0 | 0 | 0 | 0 | 0 | 0 | 0 | 0 | 0 | 0 | 0 | 0 | 0 | 0 | 0 | 0 | 0 | 0 | 0 | 0 | 0 | 0 | 0 | 0 | 0 | 0 | 0 | 0 | 0 | 0 | 0 | 0 | 0 | 0 | 0 | 0 | 0 | 0 | 0 | 0 | 0 | 0 | 0 | 0 | 0 | 0 | 0 | 0 | 0 | 0 | 0 | 3568 | 1
VT | 0 | 0 | 0 | 0 | 0 | 0 | 0 | 0 | 0 | 0 | 0 | 0 | 0 | 0 | 0 | 0 | 0 | 0 | 0 | 0 | 0 | 0 | 0 | 0 | 0 | 0 | 0 | 0 | 0 | 0 | 0 | 0 | 0 | 0 | 0 | 0 | 0 | 0 | 0 | 0 | 0 | 0 | 0 | 0 | 0 | 0 | 0 | 0 | 0 | 0 | 0 | 0 | 0 | 0 | 0 | 0 | 0 | 0 | 0 | 0 | 0 | 0 | 0 | 0 | 0 | 0 | 0 | 0 | 0 | 0 | 0 | 0 | 0 | 0 | 0 | 0 | 0 | 0 | 0 | 0 | 0 | 0 | 0 | 0 | 0 | 0 | 0 | 0 | 0 | 0 | 0 | 0 | 0 | 0 | 0 | 0 | 0 | 0 | 0 | 0 | 0 | 0 | 0 | 0 | 0 | 0 | 0 | 0 | 0 | 0 | 0 | 0 | 0 | 0 | 0 | 0 | 0 | 0 | 0 | 0 | 0 | 0 | 0 | 0 | 0 | 0 | 0 | 0 | 0 | 0 | 0 | 0 | 0 | 0 | 0 | 0 | 0 | 0 | 0 | 0 | 0 | 0 | 0 | 0 | 0 | 0 | 0 | 0 | 0 | 0 | 0 | 0 | 0 | 0 | 0 | 0 | 0 | 0 | 0 | 0 | 0 | 0 | 0 | 0 | 0 | 0 | 0 | 0 | 0 | 0 | 0 | 0 | 0 | 0 | 0 | 0 | 0 | 0 | 0 | 0 | 0 | 0 | 0 | 0 | 0 | 0 | 0 | 0 | 0 | 0 | 0 | 0 | 0 | 0 | 0 | 0 | 0 | 0 | 0 | 0 | 0 | 0 | 0 | 0 | 0 | 0 | 0 | 0 | 0 | 0 | 0 | 0
WA | 0 | 0 | 0 | 0 | 0 | 0 | 0 | 0 | 0 | 0 | 0 | 0 | 0 | 0 | 0 | 0 | 0 | 0 | 0 | 0 | 0 | 0 | 0 | 0 | 0 | 0 | 0 | 0 | 0 | 0 | 0 | 0 | 0 | 0 | 0 | 0 | 0 | 0 | 0 | 0 | 0 | 0 | 0 | 0 | 0 | 0 | 0 | 0 | 0 | 0 | 0 | 0 | 0 | 0 | 0 | 0 | 0 | 0 | 0 | 0 | 0 | 0 | 0 | 0 | 0 | 0 | 0 | 0 | 0 | 0 | 0 | 0 | 0 | 0 | 0 | 0 | 0 | 0 | 0 | 0 | 0 | 0 | 0 | 0 | 0 | 0 | 0 | 0 | 0 | 0 | 0 | 0 | 0 | 1151 | 0 | 0 | 0 | 0 | 0 | 0 | 0 | 0 | 0 | 0 | 0 | 0 | 0 | 0 | 0 | 0 | 0 | 0 | 0 | 0 | 0 | 0 | 0 | 0 | 0 | 0 | 0 | 0 | 0 | 0 | 0 | 0 | 0 | 0 | 0 | 0 | 0 | 0 | 0 | 0 | 0 | 0 | 0 | 0 | 0 | 0 | 0 | 0 | 0 | 0 | 0 | 0 | 0 | 0 | 0 | 0 | 0 | 0 | 0 | 0 | 0 | 0 | 0 | 0 | 0 | 0 | 0 | 0 | 0 | 0 | 0 | 0 | 0 | 0 | 0 | 0 | 0 | 0 | 0 | 0 | 0 | 0 | 0 | 0 | 0 | 0 | 0 | 0 | 0 | 0 | 0 | 0 | 0 | 0 | 0 | 0 | 0 | 0 | 0 | 0 | 0 | 0 | 0 | 0 | 0 | 0 | 0 | 0 | 0 | 0 | 0 | 0 | 0 | 0 | 0 | 0 | 1151 | 1
WI | 0 | 0 | 0 | 0 | 0 | 0 | 0 | 0 | 0 | 0 | 0 | 0 | 0 | 0 | 0 | 0 | 0 | 0 | 0 | 0 | 0 | 0 | 0 | 0 | 0 | 0 | 0 | 0 | 0 | 0 | 0 | 0 | 0 | 0 | 0 | 0 | 0 | 0 | 0 | 0 | 0 | 0 | 0 | 0 | 0 | 0 | 0 | 0 | 0 | 0 | 0 | 0 | 0 | 0 | 0 | 0 | 0 | 0 | 0 | 0 | 0 | 0 | 0 | 0 | 0 | 0 | 0 | 0 | 0 | 0 | 0 | 0 | 0 | 0 | 0 | 0 | 0 | 0 | 0 | 589 | 0 | 596.3 | 0 | 0 | 0 | 0 | 0 | 0 | 0 | 0 | 0 | 0 | 0 | 0 | 0 | 0 | 0 | 0 | 0 | 0 | 0 | 0 | 0 | 0 | 0 | 0 | 0 | 0 | 0 | 0 | 0 | 0 | 0 | 0 | 0 | 0 | 0 | 0 | 0 | 0 | 0 | 0 | 0 | 0 | 0 | 0 | 0 | 0 | 0 | 0 | 0 | 0 | 0 | 0 | 0 | 0 | 0 | 0 | 0 | 0 | 0 | 0 | 0 | 0 | 0 | 0 | 0 | 0 | 0 | 0 | 0 | 0 | 0 | 0 | 0 | 0 | 0 | 0 | 0 | 0 | 0 | 0 | 0 | 0 | 0 | 0 | 0 | 0 | 0 | 0 | 0 | 0 | 0 | 0 | 0 | 0 | 0 | 0 | 0 | 0 | 0 | 0 | 0 | 0 | 0 | 0 | 0 | 0 | 0 | 0 | 0 | 0 | 0 | 0 | 0 | 0 | 0 | 0 | 0 | 0 | 0 | 0 | 0 | 0 | 0 | 0 | 0 | 0 | 0 | 0 | 1185.3 | 1
WV | 0 | 0 | 0 | 0 | 0 | 0 | 0 | 0 | 0 | 0 | 0 | 0 | 0 | 0 | 0 | 0 | 0 | 0 | 0 | 0 | 0 | 0 | 0 | 0 | 0 | 0 | 0 | 0 | 0 | 0 | 0 | 0 | 0 | 0 | 0 | 0 | 0 | 0 | 0 | 0 | 0 | 0 | 0 | 0 | 0 | 0 | 0 | 0 | 0 | 0 | 0 | 0 | 0 | 0 | 0 | 0 | 0 | 0 | 0 | 0 | 0 | 0 | 0 | 0 | 0 | 0 | 0 | 0 | 0 | 0 | 0 | 0 | 0 | 0 | 0 | 0 | 0 | 0 | 0 | 0 | 0 | 0 | 0 | 0 | 0 | 0 | 0 | 0 | 0 | 0 | 0 | 0 | 0 | 0 | 0 | 0 | 0 | 0 | 0 | 0 | 0 | 0 | 0 | 0 | 0 | 0 | 0 | 0 | 0 | 0 | 0 | 0 | 0 | 0 | 0 | 0 | 0 | 0 | 0 | 0 | 0 | 0 | 0 | 0 | 0 | 0 | 0 | 0 | 0 | 0 | 0 | 0 | 0 | 0 | 0 | 0 | 0 | 0 | 0 | 0 | 0 | 0 | 0 | 0 | 0 | 0 | 0 | 0 | 0 | 0 | 0 | 0 | 0 | 0 | 0 | 0 | 0 | 0 | 0 | 0 | 0 | 0 | 0 | 0 | 0 | 0 | 0 | 0 | 0 | 0 | 0 | 0 | 0 | 0 | 0 | 0 | 0 | 0 | 0 | 0 | 0 | 0 | 0 | 0 | 0 | 0 | 0 | 0 | 0 | 0 | 0 | 0 | 0 | 0 | 0 | 0 | 0 | 0 | 0 | 0 | 0 | 0 | 0 | 0 | 0 | 0 | 0 | 0 | 0 | 0 | 0 | 0
WY | 0 | 0 | 0 | 0 | 0 | 0 | 0 | 0 | 0 | 0 | 0 | 0 | 0 | 0 | 0 | 0 | 0 | 0 | 0 | 0 | 0 | 0 | 0 | 0 | 0 | 0 | 0 | 0 | 0 | 0 | 0 | 0 | 0 | 0 | 0 | 0 | 0 | 0 | 0 | 0 | 0 | 0 | 0 | 0 | 0 | 0 | 0 | 0 | 0 | 0 | 0 | 0 | 0 | 0 | 0 | 0 | 0 | 0 | 0 | 0 | 0 | 0 | 0 | 0 | 0 | 0 | 0 | 0 | 0 | 0 | 0 | 0 | 0 | 0 | 0 | 0 | 0 | 0 | 0 | 0 | 0 | 0 | 0 | 0 | 0 | 0 | 0 | 0 | 0 | 0 | 0 | 0 | 0 | 0 | 0 | 0 | 0 | 0 | 0 | 0 | 0 | 0 | 0 | 0 | 0 | 0 | 0 | 0 | 0 | 0 | 0 | 0 | 0 | 0 | 0 | 0 | 0 | 0 | 0 | 0 | 0 | 0 | 0 | 0 | 0 | 0 | 0 | 0 | 0 | 0 | 0 | 0 | 0 | 0 | 0 | 0 | 0 | 0 | 0 | 0 | 0 | 0 | 0 | 0 | 0 | 0 | 0 | 0 | 0 | 0 | 0 | 0 | 0 | 0 | 0 | 0 | 0 | 0 | 0 | 0 | 0 | 0 | 0 | 0 | 0 | 0 | 0 | 0 | 0 | 0 | 0 | 0 | 0 | 0 | 0 | 0 | 0 | 0 | 0 | 0 | 0 | 0 | 0 | 0 | 0 | 0 | 0 | 0 | 0 | 0 | 0 | 0 | 0 | 0 | 0 | 0 | 0 | 0 | 0 | 0 | 0 | 0 | 0 | 0 | 0 | 0 | 0 | 0 | 0 | 0 | 0 | 0

## Src_SYSHECF_nuclear
Src_SYSHECF_nuclear
Every state's SYSHECF-nuclear.csv, verbatim, tall (48 states x 6 slices). Only the gated states' rows are consumed by Calcs; the rest are embedded for completeness (the file exists in every state folder).
Provenance: state-eps-data-repository @ 3599b4df1a + uncommitted working-tree edits (the recalibration itself), read 2026-08-31.
state | slice | key state¦slice | Hour0 | Hour1 | Hour2 | Hour3 | Hour4 | Hour5 | Hour6 | Hour7 | Hour8 | Hour9 | Hour10 | Hour11 | Hour12 | Hour13 | Hour14 | Hour15 | Hour16 | Hour17 | Hour18 | Hour19 | Hour20 | Hour21 | Hour22 | Hour23
AL | Winter | AL¦Winter | 0.91247 | 0.91247 | 0.91247 | 0.91247 | 0.91247 | 0.91247 | 0.91247 | 0.91247 | 0.91247 | 0.91247 | 0.91247 | 0.91247 | 0.91247 | 0.91247 | 0.91247 | 0.91247 | 0.91247 | 0.91247 | 0.91247 | 0.91247 | 0.91247 | 0.91247 | 0.91247 | 0.91247
AL | Spring | AL¦Spring | 0.91247 | 0.91247 | 0.91247 | 0.91247 | 0.91247 | 0.91247 | 0.91247 | 0.91247 | 0.91247 | 0.91247 | 0.91247 | 0.91247 | 0.91247 | 0.91247 | 0.91247 | 0.91247 | 0.91247 | 0.91247 | 0.91247 | 0.91247 | 0.91247 | 0.91247 | 0.91247 | 0.91247
AL | Summer | AL¦Summer | 0.91247 | 0.91247 | 0.91247 | 0.91247 | 0.91247 | 0.91247 | 0.91229 | 0.91247 | 0.91247 | 0.91247 | 0.91247 | 0.91247 | 0.91247 | 0.91247 | 0.91247 | 0.91247 | 0.91247 | 0.91247 | 0.91247 | 0.91247 | 0.91247 | 0.91247 | 0.91247 | 0.91247
AL | Fall | AL¦Fall | 0.91247 | 0.91247 | 0.91247 | 0.91247 | 0.91247 | 0.90807 | 0.91091 | 0.91247 | 0.91247 | 0.91247 | 0.91247 | 0.91247 | 0.91247 | 0.91247 | 0.91247 | 0.91247 | 0.91247 | 0.91247 | 0.91247 | 0.91247 | 0.91247 | 0.91247 | 0.91247 | 0.91247
AL | Summer Peak | AL¦Summer Peak | 0.91247 | 0.91247 | 0.91247 | 0.91247 | 0.91247 | 0.91247 | 0.91247 | 0.91247 | 0.91247 | 0.91247 | 0.91247 | 0.91247 | 0.91247 | 0.91247 | 0.91247 | 0.91247 | 0.91247 | 0.91247 | 0.91247 | 0.91247 | 0.91247 | 0.91247 | 0.91247 | 0.91247
AL | Winter Peak | AL¦Winter Peak | 0.91247 | 0.91247 | 0.91247 | 0.91247 | 0.91247 | 0.91247 | 0.91247 | 0.91247 | 0.91247 | 0.91247 | 0.91247 | 0.91247 | 0.91247 | 0.91247 | 0.91247 | 0.91247 | 0.91247 | 0.91247 | 0.91247 | 0.91247 | 0.91247 | 0.91247 | 0.91247 | 0.91247
AR | Winter | AR¦Winter | 0.94288 | 0.94288 | 0.94288 | 0.94288 | 0.94288 | 0.94288 | 0.94288 | 0.94288 | 0.94288 | 0.94288 | 0.94288 | 0.94288 | 0.94288 | 0.94288 | 0.94288 | 0.94288 | 0.94288 | 0.94288 | 0.94288 | 0.94288 | 0.94288 | 0.94288 | 0.94288 | 0.94288
AR | Spring | AR¦Spring | 0.94288 | 0.94288 | 0.94288 | 0.94288 | 0.94288 | 0.93673 | 0.93673 | 0.94288 | 0.94288 | 0.94288 | 0.94288 | 0.94288 | 0.94288 | 0.94288 | 0.94288 | 0.94288 | 0.94288 | 0.94288 | 0.94288 | 0.94288 | 0.94288 | 0.94288 | 0.94288 | 0.94288
AR | Summer | AR¦Summer | 0.94288 | 0.94288 | 0.94288 | 0.94288 | 0.94288 | 0.93783 | 0.93783 | 0.94288 | 0.94288 | 0.94288 | 0.94288 | 0.94288 | 0.94288 | 0.94288 | 0.94288 | 0.94288 | 0.94288 | 0.94288 | 0.94288 | 0.94288 | 0.94288 | 0.94288 | 0.94288 | 0.94288
AR | Fall | AR¦Fall | 0.94288 | 0.94288 | 0.94288 | 0.94288 | 0.94288 | 0.93901 | 0.94153 | 0.94288 | 0.94288 | 0.94288 | 0.94288 | 0.94288 | 0.94288 | 0.94288 | 0.94288 | 0.94288 | 0.94288 | 0.94288 | 0.94288 | 0.94288 | 0.94288 | 0.94288 | 0.94288 | 0.94288
AR | Summer Peak | AR¦Summer Peak | 0.94288 | 0.94288 | 0.94288 | 0.94288 | 0.94288 | 0.94288 | 0.94288 | 0.94288 | 0.94288 | 0.94288 | 0.94288 | 0.94288 | 0.94288 | 0.94288 | 0.94288 | 0.94288 | 0.94288 | 0.94288 | 0.94288 | 0.94288 | 0.94288 | 0.94288 | 0.94288 | 0.94288
AR | Winter Peak | AR¦Winter Peak | 0.94288 | 0.94288 | 0.94288 | 0.94288 | 0.94288 | 0.94288 | 0.94288 | 0.94288 | 0.94288 | 0.94288 | 0.94288 | 0.94288 | 0.94288 | 0.94288 | 0.94288 | 0.94288 | 0.94288 | 0.94288 | 0.94288 | 0.94288 | 0.94288 | 0.94288 | 0.94288 | 0.94288
AZ | Winter | AZ¦Winter | 0.9411 | 0.9411 | 0.9411 | 0.9411 | 0.9411 | 0.9411 | 0.9387 | 0.85257 | 0.81603 | 0.81541 | 0.83801 | 0.84988 | 0.85062 | 0.85366 | 0.84274 | 0.8532 | 0.91062 | 0.94076 | 0.9411 | 0.9411 | 0.9411 | 0.9411 | 0.9411 | 0.9411
AZ | Spring | AZ¦Spring | 0.9411 | 0.9411 | 0.9411 | 0.9411 | 0.9411 | 0.9411 | 0.9411 | 0.9411 | 0.93532 | 0.93667 | 0.93952 | 0.9403 | 0.93998 | 0.93998 | 0.93437 | 0.93763 | 0.9411 | 0.9411 | 0.9411 | 0.9411 | 0.9411 | 0.9411 | 0.9411 | 0.9411
AZ | Summer | AZ¦Summer | 0.9411 | 0.9411 | 0.9411 | 0.9411 | 0.9411 | 0.9411 | 0.9411 | 0.9411 | 0.9411 | 0.9411 | 0.9411 | 0.9411 | 0.9411 | 0.9411 | 0.9411 | 0.9411 | 0.9411 | 0.9411 | 0.9411 | 0.9411 | 0.9411 | 0.9411 | 0.9411 | 0.9411
AZ | Fall | AZ¦Fall | 0.9411 | 0.9411 | 0.9411 | 0.9411 | 0.9411 | 0.9411 | 0.93751 | 0.83201 | 0.81925 | 0.88158 | 0.92069 | 0.92749 | 0.92763 | 0.93089 | 0.93089 | 0.93429 | 0.93769 | 0.9411 | 0.9411 | 0.9411 | 0.9411 | 0.9411 | 0.9411 | 0.9411
AZ | Summer Peak | AZ¦Summer Peak | 0.9411 | 0.9411 | 0.9411 | 0.9411 | 0.9411 | 0.9411 | 0.9411 | 0.90477 | 0.91387 | 0.94086 | 0.9411 | 0.9411 | 0.9411 | 0.9411 | 0.9411 | 0.9411 | 0.9411 | 0.9411 | 0.9411 | 0.9411 | 0.9411 | 0.9411 | 0.9411 | 0.9411
AZ | Winter Peak | AZ¦Winter Peak | 0.9411 | 0.9411 | 0.9411 | 0.9411 | 0.9411 | 0.9411 | 0.9411 | 0.9411 | 0.9113 | 0.90269 | 0.91463 | 0.91463 | 0.91463 | 0.91463 | 0.8879 | 0.91463 | 0.93227 | 0.9411 | 0.9411 | 0.9411 | 0.9411 | 0.9411 | 0.9411 | 0.9411
CA | Winter | CA¦Winter | 0.92961 | 0.92961 | 0.92961 | 0.92961 | 0.92961 | 0.92961 | 0.85588 | 0.84136 | 0.84783 | 0.86569 | 0.87406 | 0.8721 | 0.87102 | 0.86022 | 0.86456 | 0.9099 | 0.92961 | 0.92961 | 0.92961 | 0.92961 | 0.92961 | 0.92961 | 0.92961 | 0.92961
CA | Spring | CA¦Spring | 0.92961 | 0.92961 | 0.92961 | 0.92961 | 0.92961 | 0.92961 | 0.92961 | 0.9085 | 0.91601 | 0.91941 | 0.91941 | 0.91941 | 0.91941 | 0.9092 | 0.91601 | 0.92281 | 0.92961 | 0.92961 | 0.92961 | 0.92961 | 0.92961 | 0.92961 | 0.92961 | 0.92961
CA | Summer | CA¦Summer | 0.92961 | 0.92961 | 0.92961 | 0.92961 | 0.92961 | 0.92408 | 0.84935 | 0.83591 | 0.87519 | 0.89559 | 0.90927 | 0.90927 | 0.90927 | 0.90637 | 0.91218 | 0.9267 | 0.92961 | 0.92961 | 0.92961 | 0.92961 | 0.92961 | 0.92961 | 0.92961 | 0.92961
CA | Fall | CA¦Fall | 0.92961 | 0.92961 | 0.92961 | 0.92961 | 0.92961 | 0.92961 | 0.92961 | 0.92961 | 0.92961 | 0.92961 | 0.92961 | 0.92961 | 0.92961 | 0.92961 | 0.92961 | 0.92961 | 0.92961 | 0.92961 | 0.92961 | 0.92961 | 0.92961 | 0.92961 | 0.92961 | 0.92961
CA | Summer Peak | CA¦Summer Peak | 0.92961 | 0.92961 | 0.92961 | 0.92961 | 0.92961 | 0.92961 | 0.89862 | 0.87626 | 0.91412 | 0.92961 | 0.92961 | 0.92961 | 0.92961 | 0.92961 | 0.92961 | 0.92961 | 0.92961 | 0.92961 | 0.92961 | 0.92961 | 0.92961 | 0.92961 | 0.92961 | 0.92961
CA | Winter Peak | CA¦Winter Peak | 0.92961 | 0.92961 | 0.92961 | 0.92961 | 0.92961 | 0.92961 | 0.92961 | 0.92961 | 0.92961 | 0.92961 | 0.92961 | 0.92961 | 0.92961 | 0.92961 | 0.92961 | 0.92961 | 0.92961 | 0.92961 | 0.92961 | 0.92961 | 0.92961 | 0.92961 | 0.92961 | 0.92961
CO | Winter | CO¦Winter | 0.909 | 0.909 | 0.909 | 0.909 | 0.909 | 0.909 | 0.909 | 0.909 | 0.909 | 0.909 | 0.909 | 0.909 | 0.909 | 0.909 | 0.909 | 0.909 | 0.909 | 0.909 | 0.909 | 0.909 | 0.909 | 0.909 | 0.909 | 0.909
CO | Spring | CO¦Spring | 0.909 | 0.909 | 0.909 | 0.909 | 0.909 | 0.909 | 0.909 | 0.909 | 0.909 | 0.909 | 0.909 | 0.909 | 0.909 | 0.909 | 0.909 | 0.909 | 0.909 | 0.909 | 0.909 | 0.909 | 0.909 | 0.909 | 0.909 | 0.909
CO | Summer | CO¦Summer | 0.909 | 0.909 | 0.909 | 0.909 | 0.909 | 0.909 | 0.909 | 0.909 | 0.909 | 0.909 | 0.909 | 0.909 | 0.909 | 0.909 | 0.909 | 0.909 | 0.909 | 0.909 | 0.909 | 0.909 | 0.909 | 0.909 | 0.909 | 0.909
CO | Fall | CO¦Fall | 0.909 | 0.909 | 0.909 | 0.909 | 0.909 | 0.909 | 0.909 | 0.909 | 0.909 | 0.909 | 0.909 | 0.909 | 0.909 | 0.909 | 0.909 | 0.909 | 0.909 | 0.909 | 0.909 | 0.909 | 0.909 | 0.909 | 0.909 | 0.909
CO | Summer Peak | CO¦Summer Peak | 0.909 | 0.909 | 0.909 | 0.909 | 0.909 | 0.909 | 0.909 | 0.909 | 0.909 | 0.909 | 0.909 | 0.909 | 0.909 | 0.909 | 0.909 | 0.909 | 0.909 | 0.909 | 0.909 | 0.909 | 0.909 | 0.909 | 0.909 | 0.909
CO | Winter Peak | CO¦Winter Peak | 0.909 | 0.909 | 0.909 | 0.909 | 0.909 | 0.909 | 0.909 | 0.909 | 0.909 | 0.909 | 0.909 | 0.909 | 0.909 | 0.909 | 0.909 | 0.909 | 0.909 | 0.909 | 0.909 | 0.909 | 0.909 | 0.909 | 0.909 | 0.909
CT | Winter | CT¦Winter | 0.91025 | 0.91025 | 0.91025 | 0.91025 | 0.91025 | 0.91025 | 0.91025 | 0.91025 | 0.91025 | 0.91025 | 0.91025 | 0.91025 | 0.91025 | 0.91025 | 0.91025 | 0.91025 | 0.91025 | 0.91025 | 0.91025 | 0.91025 | 0.91025 | 0.91025 | 0.91025 | 0.91025
CT | Spring | CT¦Spring | 0.90598 | 0.91025 | 0.91025 | 0.91025 | 0.91025 | 0.91025 | 0.91025 | 0.91025 | 0.91025 | 0.91025 | 0.91025 | 0.91025 | 0.91025 | 0.91025 | 0.91025 | 0.91025 | 0.91025 | 0.91025 | 0.91025 | 0.91025 | 0.91025 | 0.91025 | 0.91025 | 0.91025
CT | Summer | CT¦Summer | 0.91025 | 0.91025 | 0.91025 | 0.91025 | 0.91025 | 0.91025 | 0.89616 | 0.90537 | 0.91025 | 0.91025 | 0.91025 | 0.91025 | 0.91025 | 0.91025 | 0.91025 | 0.91025 | 0.91025 | 0.91025 | 0.91025 | 0.91025 | 0.91025 | 0.91025 | 0.91025 | 0.91025
CT | Fall | CT¦Fall | 0.91025 | 0.91025 | 0.91025 | 0.91025 | 0.91025 | 0.91025 | 0.90299 | 0.90674 | 0.91025 | 0.91025 | 0.91025 | 0.91025 | 0.91025 | 0.91025 | 0.91025 | 0.91025 | 0.91025 | 0.91025 | 0.91025 | 0.91025 | 0.91025 | 0.91025 | 0.91025 | 0.91025
CT | Summer Peak | CT¦Summer Peak | 0.91025 | 0.91025 | 0.91025 | 0.91025 | 0.91025 | 0.91025 | 0.91025 | 0.91025 | 0.91025 | 0.91025 | 0.91025 | 0.91025 | 0.91025 | 0.91025 | 0.91025 | 0.91025 | 0.91025 | 0.91025 | 0.91025 | 0.91025 | 0.91025 | 0.91025 | 0.91025 | 0.91025
CT | Winter Peak | CT¦Winter Peak | 0.91025 | 0.91025 | 0.91025 | 0.91025 | 0.91025 | 0.91025 | 0.91025 | 0.91025 | 0.91025 | 0.91025 | 0.91025 | 0.91025 | 0.91025 | 0.91025 | 0.91025 | 0.91025 | 0.91025 | 0.91025 | 0.91025 | 0.91025 | 0.91025 | 0.91025 | 0.91025 | 0.91025
DE | Winter | DE¦Winter | 0.909 | 0.909 | 0.909 | 0.909 | 0.909 | 0.909 | 0.909 | 0.909 | 0.909 | 0.909 | 0.909 | 0.909 | 0.909 | 0.909 | 0.909 | 0.909 | 0.909 | 0.909 | 0.909 | 0.909 | 0.909 | 0.909 | 0.909 | 0.909
DE | Spring | DE¦Spring | 0.909 | 0.909 | 0.909 | 0.909 | 0.909 | 0.909 | 0.909 | 0.909 | 0.909 | 0.909 | 0.909 | 0.909 | 0.909 | 0.909 | 0.909 | 0.909 | 0.909 | 0.909 | 0.909 | 0.909 | 0.909 | 0.909 | 0.909 | 0.909
DE | Summer | DE¦Summer | 0.909 | 0.909 | 0.909 | 0.909 | 0.909 | 0.909 | 0.909 | 0.909 | 0.909 | 0.909 | 0.909 | 0.909 | 0.909 | 0.909 | 0.909 | 0.909 | 0.909 | 0.909 | 0.909 | 0.909 | 0.909 | 0.909 | 0.909 | 0.909
DE | Fall | DE¦Fall | 0.909 | 0.909 | 0.909 | 0.909 | 0.909 | 0.909 | 0.909 | 0.909 | 0.909 | 0.909 | 0.909 | 0.909 | 0.909 | 0.909 | 0.909 | 0.909 | 0.909 | 0.909 | 0.909 | 0.909 | 0.909 | 0.909 | 0.909 | 0.909
DE | Summer Peak | DE¦Summer Peak | 0.909 | 0.909 | 0.909 | 0.909 | 0.909 | 0.909 | 0.909 | 0.909 | 0.909 | 0.909 | 0.909 | 0.909 | 0.909 | 0.909 | 0.909 | 0.909 | 0.909 | 0.909 | 0.909 | 0.909 | 0.909 | 0.909 | 0.909 | 0.909
DE | Winter Peak | DE¦Winter Peak | 0.909 | 0.909 | 0.909 | 0.909 | 0.909 | 0.909 | 0.909 | 0.909 | 0.909 | 0.909 | 0.909 | 0.909 | 0.909 | 0.909 | 0.909 | 0.909 | 0.909 | 0.909 | 0.909 | 0.909 | 0.909 | 0.909 | 0.909 | 0.909
FL | Winter | FL¦Winter | 0.93252 | 0.93252 | 0.93252 | 0.93252 | 0.93252 | 0.93252 | 0.93252 | 0.91566 | 0.90673 | 0.91605 | 0.91813 | 0.92336 | 0.92819 | 0.92431 | 0.92138 | 0.92774 | 0.93252 | 0.93252 | 0.93252 | 0.93252 | 0.93252 | 0.93252 | 0.93252 | 0.93252
FL | Spring | FL¦Spring | 0.93252 | 0.93252 | 0.93252 | 0.93252 | 0.93252 | 0.93252 | 0.92631 | 0.90755 | 0.91942 | 0.92761 | 0.93252 | 0.93252 | 0.93248 | 0.93076 | 0.92953 | 0.92954 | 0.93252 | 0.93252 | 0.93252 | 0.93252 | 0.93252 | 0.93252 | 0.93252 | 0.93252
FL | Summer | FL¦Summer | 0.93252 | 0.93252 | 0.93252 | 0.93252 | 0.93252 | 0.93252 | 0.92663 | 0.92302 | 0.93252 | 0.93252 | 0.93252 | 0.93252 | 0.93252 | 0.93252 | 0.93252 | 0.93252 | 0.93252 | 0.93252 | 0.93252 | 0.93252 | 0.93252 | 0.93252 | 0.93252 | 0.93252
FL | Fall | FL¦Fall | 0.93252 | 0.93252 | 0.93252 | 0.93252 | 0.93252 | 0.93252 | 0.92923 | 0.92923 | 0.93252 | 0.93252 | 0.93252 | 0.93252 | 0.93252 | 0.93252 | 0.93252 | 0.93252 | 0.93252 | 0.93252 | 0.93252 | 0.93252 | 0.93252 | 0.93252 | 0.93252 | 0.93252
FL | Summer Peak | FL¦Summer Peak | 0.93252 | 0.93252 | 0.93252 | 0.93252 | 0.93252 | 0.93252 | 0.93252 | 0.93252 | 0.93252 | 0.93252 | 0.93252 | 0.93252 | 0.93252 | 0.93252 | 0.93252 | 0.93252 | 0.93252 | 0.93252 | 0.93252 | 0.93252 | 0.93252 | 0.93252 | 0.93252 | 0.93252
FL | Winter Peak | FL¦Winter Peak | 0.93252 | 0.93252 | 0.93252 | 0.93252 | 0.93252 | 0.93252 | 0.93252 | 0.93252 | 0.93252 | 0.93252 | 0.93252 | 0.93252 | 0.93252 | 0.9266 | 0.9178 | 0.93252 | 0.93252 | 0.93252 | 0.93252 | 0.93252 | 0.93252 | 0.93252 | 0.93252 | 0.93252
GA | Winter | GA¦Winter | 0.90049 | 0.90049 | 0.90049 | 0.90049 | 0.90049 | 0.90049 | 0.90049 | 0.899 | 0.90049 | 0.90049 | 0.90049 | 0.90049 | 0.90049 | 0.90049 | 0.90049 | 0.90049 | 0.90049 | 0.90049 | 0.90049 | 0.90049 | 0.90049 | 0.90049 | 0.90049 | 0.90049
GA | Spring | GA¦Spring | 0.90049 | 0.90049 | 0.90049 | 0.90049 | 0.90049 | 0.90049 | 0.89902 | 0.89902 | 0.90049 | 0.90049 | 0.90049 | 0.90049 | 0.90049 | 0.90049 | 0.90049 | 0.90049 | 0.90049 | 0.90049 | 0.90049 | 0.90049 | 0.90049 | 0.90049 | 0.90049 | 0.90049
GA | Summer | GA¦Summer | 0.90049 | 0.90049 | 0.90049 | 0.90049 | 0.90049 | 0.90049 | 0.89586 | 0.89701 | 0.90049 | 0.90049 | 0.90049 | 0.90049 | 0.90049 | 0.90049 | 0.90049 | 0.90049 | 0.90049 | 0.90049 | 0.90049 | 0.90049 | 0.90049 | 0.90049 | 0.90049 | 0.90049
GA | Fall | GA¦Fall | 0.8992 | 0.90049 | 0.90049 | 0.90049 | 0.90049 | 0.90049 | 0.8979 | 0.89841 | 0.90049 | 0.90049 | 0.90049 | 0.90049 | 0.90049 | 0.90049 | 0.90049 | 0.90049 | 0.90049 | 0.90049 | 0.90049 | 0.90049 | 0.90049 | 0.90049 | 0.90049 | 0.90049
GA | Summer Peak | GA¦Summer Peak | 0.90049 | 0.90049 | 0.90049 | 0.90049 | 0.90049 | 0.90049 | 0.90049 | 0.90049 | 0.90049 | 0.90049 | 0.90049 | 0.90049 | 0.90049 | 0.90049 | 0.90049 | 0.90049 | 0.90049 | 0.90049 | 0.90049 | 0.90049 | 0.90049 | 0.90049 | 0.90049 | 0.90049
GA | Winter Peak | GA¦Winter Peak | 0.90049 | 0.90049 | 0.90049 | 0.90049 | 0.90049 | 0.90049 | 0.90049 | 0.90049 | 0.90049 | 0.90049 | 0.90049 | 0.90049 | 0.90049 | 0.90049 | 0.90049 | 0.90049 | 0.90049 | 0.90049 | 0.90049 | 0.90049 | 0.90049 | 0.90049 | 0.90049 | 0.90049
IA | Winter | IA¦Winter | 0.909 | 0.909 | 0.909 | 0.909 | 0.909 | 0.909 | 0.909 | 0.909 | 0.909 | 0.909 | 0.909 | 0.909 | 0.909 | 0.909 | 0.909 | 0.909 | 0.909 | 0.909 | 0.909 | 0.909 | 0.909 | 0.909 | 0.909 | 0.909
IA | Spring | IA¦Spring | 0.909 | 0.909 | 0.909 | 0.909 | 0.909 | 0.909 | 0.909 | 0.909 | 0.909 | 0.909 | 0.909 | 0.909 | 0.909 | 0.909 | 0.909 | 0.909 | 0.909 | 0.909 | 0.909 | 0.909 | 0.909 | 0.909 | 0.909 | 0.909
IA | Summer | IA¦Summer | 0.909 | 0.909 | 0.909 | 0.909 | 0.909 | 0.909 | 0.909 | 0.909 | 0.909 | 0.909 | 0.909 | 0.909 | 0.909 | 0.909 | 0.909 | 0.909 | 0.909 | 0.909 | 0.909 | 0.909 | 0.909 | 0.909 | 0.909 | 0.909
IA | Fall | IA¦Fall | 0.909 | 0.909 | 0.909 | 0.909 | 0.909 | 0.909 | 0.909 | 0.909 | 0.909 | 0.909 | 0.909 | 0.909 | 0.909 | 0.909 | 0.909 | 0.909 | 0.909 | 0.909 | 0.909 | 0.909 | 0.909 | 0.909 | 0.909 | 0.909
IA | Summer Peak | IA¦Summer Peak | 0.909 | 0.909 | 0.909 | 0.909 | 0.909 | 0.909 | 0.909 | 0.909 | 0.909 | 0.909 | 0.909 | 0.909 | 0.909 | 0.909 | 0.909 | 0.909 | 0.909 | 0.909 | 0.909 | 0.909 | 0.909 | 0.909 | 0.909 | 0.909
IA | Winter Peak | IA¦Winter Peak | 0.909 | 0.909 | 0.909 | 0.909 | 0.909 | 0.909 | 0.909 | 0.909 | 0.909 | 0.909 | 0.909 | 0.909 | 0.909 | 0.909 | 0.909 | 0.909 | 0.909 | 0.909 | 0.909 | 0.909 | 0.909 | 0.909 | 0.909 | 0.909
ID | Winter | ID¦Winter | 0.909 | 0.909 | 0.909 | 0.909 | 0.909 | 0.909 | 0.909 | 0.909 | 0.909 | 0.909 | 0.909 | 0.909 | 0.909 | 0.909 | 0.909 | 0.909 | 0.909 | 0.909 | 0.909 | 0.909 | 0.909 | 0.909 | 0.909 | 0.909
ID | Spring | ID¦Spring | 0.909 | 0.909 | 0.909 | 0.909 | 0.909 | 0.909 | 0.909 | 0.909 | 0.909 | 0.909 | 0.909 | 0.909 | 0.909 | 0.909 | 0.909 | 0.909 | 0.909 | 0.909 | 0.909 | 0.909 | 0.909 | 0.909 | 0.909 | 0.909
ID | Summer | ID¦Summer | 0.909 | 0.909 | 0.909 | 0.909 | 0.909 | 0.909 | 0.909 | 0.909 | 0.909 | 0.909 | 0.909 | 0.909 | 0.909 | 0.909 | 0.909 | 0.909 | 0.909 | 0.909 | 0.909 | 0.909 | 0.909 | 0.909 | 0.909 | 0.909
ID | Fall | ID¦Fall | 0.909 | 0.909 | 0.909 | 0.909 | 0.909 | 0.909 | 0.909 | 0.909 | 0.909 | 0.909 | 0.909 | 0.909 | 0.909 | 0.909 | 0.909 | 0.909 | 0.909 | 0.909 | 0.909 | 0.909 | 0.909 | 0.909 | 0.909 | 0.909
ID | Summer Peak | ID¦Summer Peak | 0.909 | 0.909 | 0.909 | 0.909 | 0.909 | 0.909 | 0.909 | 0.909 | 0.909 | 0.909 | 0.909 | 0.909 | 0.909 | 0.909 | 0.909 | 0.909 | 0.909 | 0.909 | 0.909 | 0.909 | 0.909 | 0.909 | 0.909 | 0.909
ID | Winter Peak | ID¦Winter Peak | 0.909 | 0.909 | 0.909 | 0.909 | 0.909 | 0.909 | 0.909 | 0.909 | 0.909 | 0.909 | 0.909 | 0.909 | 0.909 | 0.909 | 0.909 | 0.909 | 0.909 | 0.909 | 0.909 | 0.909 | 0.909 | 0.909 | 0.909 | 0.909
IL | Winter | IL¦Winter | 0.96972 | 0.96757 | 0.96594 | 0.96763 | 0.96773 | 0.96513 | 0.96574 | 0.96871 | 0.96752 | 0.96855 | 0.96981 | 0.96981 | 0.96981 | 0.96934 | 0.96917 | 0.96981 | 0.96981 | 0.96981 | 0.96981 | 0.96981 | 0.96981 | 0.96981 | 0.96981 | 0.96981
IL | Spring | IL¦Spring | 0.96841 | 0.96965 | 0.96943 | 0.96977 | 0.96981 | 0.96533 | 0.96805 | 0.96981 | 0.96981 | 0.96981 | 0.96981 | 0.96981 | 0.96981 | 0.96981 | 0.96981 | 0.96981 | 0.96981 | 0.96981 | 0.96981 | 0.96981 | 0.96981 | 0.96981 | 0.96981 | 0.96981
IL | Summer | IL¦Summer | 0.96968 | 0.96816 | 0.96546 | 0.96876 | 0.96875 | 0.96173 | 0.96796 | 0.96964 | 0.96981 | 0.96981 | 0.96981 | 0.96981 | 0.96981 | 0.96981 | 0.96981 | 0.96981 | 0.96981 | 0.96981 | 0.96981 | 0.96981 | 0.96981 | 0.96981 | 0.96981 | 0.96981
IL | Fall | IL¦Fall | 0.96981 | 0.96981 | 0.96981 | 0.96981 | 0.96981 | 0.96981 | 0.96981 | 0.96981 | 0.96981 | 0.96981 | 0.96981 | 0.96981 | 0.96981 | 0.96981 | 0.96981 | 0.96981 | 0.96981 | 0.96981 | 0.96981 | 0.96981 | 0.96981 | 0.96981 | 0.96981 | 0.96981
IL | Summer Peak | IL¦Summer Peak | 0.96981 | 0.96981 | 0.96981 | 0.96981 | 0.96981 | 0.96981 | 0.96981 | 0.96981 | 0.96981 | 0.96981 | 0.96981 | 0.96981 | 0.96981 | 0.96981 | 0.96981 | 0.96981 | 0.96981 | 0.96981 | 0.96981 | 0.96981 | 0.96981 | 0.96981 | 0.96981 | 0.96981
IL | Winter Peak | IL¦Winter Peak | 0.96981 | 0.96981 | 0.96981 | 0.96981 | 0.96981 | 0.96981 | 0.96981 | 0.96981 | 0.96981 | 0.96981 | 0.96981 | 0.96981 | 0.96981 | 0.96981 | 0.96981 | 0.96981 | 0.96981 | 0.96981 | 0.96981 | 0.96981 | 0.96981 | 0.96981 | 0.96981 | 0.96981
IN | Winter | IN¦Winter | 0.909 | 0.909 | 0.909 | 0.909 | 0.909 | 0.909 | 0.909 | 0.909 | 0.909 | 0.909 | 0.909 | 0.909 | 0.909 | 0.909 | 0.909 | 0.909 | 0.909 | 0.909 | 0.909 | 0.909 | 0.909 | 0.909 | 0.909 | 0.909
IN | Spring | IN¦Spring | 0.909 | 0.909 | 0.909 | 0.909 | 0.909 | 0.909 | 0.909 | 0.909 | 0.909 | 0.909 | 0.909 | 0.909 | 0.909 | 0.909 | 0.909 | 0.909 | 0.909 | 0.909 | 0.909 | 0.909 | 0.909 | 0.909 | 0.909 | 0.909
IN | Summer | IN¦Summer | 0.909 | 0.909 | 0.909 | 0.909 | 0.909 | 0.909 | 0.909 | 0.909 | 0.909 | 0.909 | 0.909 | 0.909 | 0.909 | 0.909 | 0.909 | 0.909 | 0.909 | 0.909 | 0.909 | 0.909 | 0.909 | 0.909 | 0.909 | 0.909
IN | Fall | IN¦Fall | 0.909 | 0.909 | 0.909 | 0.909 | 0.909 | 0.909 | 0.909 | 0.909 | 0.909 | 0.909 | 0.909 | 0.909 | 0.909 | 0.909 | 0.909 | 0.909 | 0.909 | 0.909 | 0.909 | 0.909 | 0.909 | 0.909 | 0.909 | 0.909
IN | Summer Peak | IN¦Summer Peak | 0.909 | 0.909 | 0.909 | 0.909 | 0.909 | 0.909 | 0.909 | 0.909 | 0.909 | 0.909 | 0.909 | 0.909 | 0.909 | 0.909 | 0.909 | 0.909 | 0.909 | 0.909 | 0.909 | 0.909 | 0.909 | 0.909 | 0.909 | 0.909
IN | Winter Peak | IN¦Winter Peak | 0.909 | 0.909 | 0.909 | 0.909 | 0.909 | 0.909 | 0.909 | 0.909 | 0.909 | 0.909 | 0.909 | 0.909 | 0.909 | 0.909 | 0.909 | 0.909 | 0.909 | 0.909 | 0.909 | 0.909 | 0.909 | 0.909 | 0.909 | 0.909
KS | Winter | KS¦Winter | 0.76412 | 0.74656 | 0.73505 | 0.734 | 0.7298 | 0.75336 | 0.78698 | 0.80013 | 0.79421 | 0.79424 | 0.81112 | 0.79315 | 0.79567 | 0.79111 | 0.79957 | 0.80965 | 0.83633 | 0.85783 | 0.88089 | 0.87685 | 0.86163 | 0.82988 | 0.81194 | 0.78744
KS | Spring | KS¦Spring | 0.81891 | 0.81243 | 0.80715 | 0.81548 | 0.83408 | 0.85682 | 0.89387 | 0.9219 | 0.92043 | 0.94723 | 0.95186 | 0.9517 | 0.94324 | 0.93743 | 0.93743 | 0.94026 | 0.93773 | 0.94592 | 0.94592 | 0.93171 | 0.91657 | 0.89213 | 0.85594 | 0.82612
KS | Summer | KS¦Summer | 0.89201 | 0.89431 | 0.8994 | 0.90414 | 0.90919 | 0.91923 | 0.9345 | 0.94112 | 0.94557 | 0.94672 | 0.94942 | 0.95367 | 0.95752 | 0.96022 | 0.96022 | 0.96022 | 0.96022 | 0.96188 | 0.9598 | 0.94531 | 0.9362 | 0.92873 | 0.92474 | 0.90595
KS | Fall | KS¦Fall | 0.95702 | 0.95702 | 0.95113 | 0.95702 | 0.95702 | 0.96061 | 0.96292 | 0.96292 | 0.96292 | 0.96292 | 0.96292 | 0.96292 | 0.96292 | 0.96292 | 0.96292 | 0.96292 | 0.96292 | 0.96292 | 0.96292 | 0.96273 | 0.96292 | 0.96292 | 0.96292 | 0.96292
KS | Summer Peak | KS¦Summer Peak | 0.96292 | 0.96292 | 0.96292 | 0.96292 | 0.96292 | 0.96292 | 0.96292 | 0.96292 | 0.96292 | 0.96292 | 0.96292 | 0.96292 | 0.96292 | 0.96292 | 0.96292 | 0.96292 | 0.96292 | 0.96292 | 0.96292 | 0.96292 | 0.96292 | 0.96292 | 0.96292 | 0.96292
KS | Winter Peak | KS¦Winter Peak | 0.88413 | 0.88413 | 0.89742 | 0.91039 | 0.93665 | 0.96292 | 0.96292 | 0.96292 | 0.96292 | 0.96292 | 0.96292 | 0.96292 | 0.96292 | 0.96292 | 0.96292 | 0.96292 | 0.96292 | 0.96292 | 0.96292 | 0.96292 | 0.96292 | 0.96292 | 0.96292 | 0.96292
KY | Winter | KY¦Winter | 0.909 | 0.909 | 0.909 | 0.909 | 0.909 | 0.909 | 0.909 | 0.909 | 0.909 | 0.909 | 0.909 | 0.909 | 0.909 | 0.909 | 0.909 | 0.909 | 0.909 | 0.909 | 0.909 | 0.909 | 0.909 | 0.909 | 0.909 | 0.909
KY | Spring | KY¦Spring | 0.909 | 0.909 | 0.909 | 0.909 | 0.909 | 0.909 | 0.909 | 0.909 | 0.909 | 0.909 | 0.909 | 0.909 | 0.909 | 0.909 | 0.909 | 0.909 | 0.909 | 0.909 | 0.909 | 0.909 | 0.909 | 0.909 | 0.909 | 0.909
KY | Summer | KY¦Summer | 0.909 | 0.909 | 0.909 | 0.909 | 0.909 | 0.909 | 0.909 | 0.909 | 0.909 | 0.909 | 0.909 | 0.909 | 0.909 | 0.909 | 0.909 | 0.909 | 0.909 | 0.909 | 0.909 | 0.909 | 0.909 | 0.909 | 0.909 | 0.909
KY | Fall | KY¦Fall | 0.909 | 0.909 | 0.909 | 0.909 | 0.909 | 0.909 | 0.909 | 0.909 | 0.909 | 0.909 | 0.909 | 0.909 | 0.909 | 0.909 | 0.909 | 0.909 | 0.909 | 0.909 | 0.909 | 0.909 | 0.909 | 0.909 | 0.909 | 0.909
KY | Summer Peak | KY¦Summer Peak | 0.909 | 0.909 | 0.909 | 0.909 | 0.909 | 0.909 | 0.909 | 0.909 | 0.909 | 0.909 | 0.909 | 0.909 | 0.909 | 0.909 | 0.909 | 0.909 | 0.909 | 0.909 | 0.909 | 0.909 | 0.909 | 0.909 | 0.909 | 0.909
KY | Winter Peak | KY¦Winter Peak | 0.909 | 0.909 | 0.909 | 0.909 | 0.909 | 0.909 | 0.909 | 0.909 | 0.909 | 0.909 | 0.909 | 0.909 | 0.909 | 0.909 | 0.909 | 0.909 | 0.909 | 0.909 | 0.909 | 0.909 | 0.909 | 0.909 | 0.909 | 0.909
LA | Winter | LA¦Winter | 0.83137 | 0.83137 | 0.83137 | 0.83137 | 0.83137 | 0.83137 | 0.83137 | 0.83137 | 0.83137 | 0.83137 | 0.83137 | 0.83137 | 0.83137 | 0.83137 | 0.83137 | 0.83137 | 0.83137 | 0.83137 | 0.83137 | 0.83137 | 0.83137 | 0.83137 | 0.83137 | 0.83137
LA | Spring | LA¦Spring | 0.83137 | 0.83137 | 0.83137 | 0.83137 | 0.83137 | 0.83137 | 0.83137 | 0.83137 | 0.83137 | 0.83137 | 0.83137 | 0.83137 | 0.83137 | 0.83137 | 0.83137 | 0.83137 | 0.83137 | 0.83137 | 0.83137 | 0.83137 | 0.83137 | 0.83137 | 0.83137 | 0.83137
LA | Summer | LA¦Summer | 0.83137 | 0.83137 | 0.83137 | 0.83137 | 0.83137 | 0.83137 | 0.83137 | 0.83137 | 0.83137 | 0.83137 | 0.83137 | 0.83137 | 0.83137 | 0.83137 | 0.83137 | 0.83137 | 0.83137 | 0.83137 | 0.83137 | 0.83137 | 0.83137 | 0.83137 | 0.83137 | 0.83137
LA | Fall | LA¦Fall | 0.83137 | 0.83137 | 0.83137 | 0.83137 | 0.83137 | 0.8257 | 0.83056 | 0.83137 | 0.83137 | 0.83137 | 0.83137 | 0.83137 | 0.83137 | 0.83137 | 0.83137 | 0.83137 | 0.83137 | 0.83137 | 0.83137 | 0.83137 | 0.83137 | 0.83137 | 0.83137 | 0.83137
LA | Summer Peak | LA¦Summer Peak | 0.83137 | 0.83137 | 0.83137 | 0.83137 | 0.83137 | 0.83137 | 0.83137 | 0.83137 | 0.83137 | 0.83137 | 0.83137 | 0.83137 | 0.83137 | 0.83137 | 0.83137 | 0.83137 | 0.83137 | 0.83137 | 0.83137 | 0.83137 | 0.83137 | 0.83137 | 0.83137 | 0.83137
LA | Winter Peak | LA¦Winter Peak | 0.83137 | 0.83137 | 0.83137 | 0.83137 | 0.83137 | 0.83137 | 0.83137 | 0.83137 | 0.83137 | 0.83137 | 0.83137 | 0.83137 | 0.83137 | 0.83137 | 0.83137 | 0.83137 | 0.83137 | 0.83137 | 0.83137 | 0.83137 | 0.83137 | 0.83137 | 0.83137 | 0.83137
MA | Winter | MA¦Winter | 0.909 | 0.909 | 0.909 | 0.909 | 0.909 | 0.909 | 0.909 | 0.909 | 0.909 | 0.909 | 0.909 | 0.909 | 0.909 | 0.909 | 0.909 | 0.909 | 0.909 | 0.909 | 0.909 | 0.909 | 0.909 | 0.909 | 0.909 | 0.909
MA | Spring | MA¦Spring | 0.909 | 0.909 | 0.909 | 0.909 | 0.909 | 0.909 | 0.909 | 0.909 | 0.909 | 0.909 | 0.909 | 0.909 | 0.909 | 0.909 | 0.909 | 0.909 | 0.909 | 0.909 | 0.909 | 0.909 | 0.909 | 0.909 | 0.909 | 0.909
MA | Summer | MA¦Summer | 0.909 | 0.909 | 0.909 | 0.909 | 0.909 | 0.909 | 0.909 | 0.909 | 0.909 | 0.909 | 0.909 | 0.909 | 0.909 | 0.909 | 0.909 | 0.909 | 0.909 | 0.909 | 0.909 | 0.909 | 0.909 | 0.909 | 0.909 | 0.909
MA | Fall | MA¦Fall | 0.909 | 0.909 | 0.909 | 0.909 | 0.909 | 0.909 | 0.909 | 0.909 | 0.909 | 0.909 | 0.909 | 0.909 | 0.909 | 0.909 | 0.909 | 0.909 | 0.909 | 0.909 | 0.909 | 0.909 | 0.909 | 0.909 | 0.909 | 0.909
MA | Summer Peak | MA¦Summer Peak | 0.909 | 0.909 | 0.909 | 0.909 | 0.909 | 0.909 | 0.909 | 0.909 | 0.909 | 0.909 | 0.909 | 0.909 | 0.909 | 0.909 | 0.909 | 0.909 | 0.909 | 0.909 | 0.909 | 0.909 | 0.909 | 0.909 | 0.909 | 0.909
MA | Winter Peak | MA¦Winter Peak | 0.909 | 0.909 | 0.909 | 0.909 | 0.909 | 0.909 | 0.909 | 0.909 | 0.909 | 0.909 | 0.909 | 0.909 | 0.909 | 0.909 | 0.909 | 0.909 | 0.909 | 0.909 | 0.909 | 0.909 | 0.909 | 0.909 | 0.909 | 0.909
MD | Winter | MD¦Winter | 0.96569 | 0.96569 | 0.96569 | 0.96569 | 0.96569 | 0.96569 | 0.96569 | 0.96569 | 0.96569 | 0.96569 | 0.96569 | 0.96569 | 0.96569 | 0.96569 | 0.96569 | 0.96569 | 0.96569 | 0.96569 | 0.96569 | 0.96569 | 0.96569 | 0.96569 | 0.96569 | 0.96569
MD | Spring | MD¦Spring | 0.96569 | 0.96569 | 0.96569 | 0.96569 | 0.96569 | 0.96569 | 0.96569 | 0.96569 | 0.96569 | 0.96569 | 0.96569 | 0.96569 | 0.96569 | 0.96569 | 0.96569 | 0.96569 | 0.96569 | 0.96569 | 0.96569 | 0.96569 | 0.96569 | 0.96569 | 0.96569 | 0.96569
MD | Summer | MD¦Summer | 0.96569 | 0.96569 | 0.96569 | 0.96569 | 0.96569 | 0.96569 | 0.95472 | 0.95713 | 0.96569 | 0.96569 | 0.96569 | 0.96569 | 0.96569 | 0.96569 | 0.96569 | 0.96569 | 0.96569 | 0.96569 | 0.96569 | 0.96569 | 0.96569 | 0.96569 | 0.96569 | 0.96569
MD | Fall | MD¦Fall | 0.96569 | 0.96569 | 0.96569 | 0.96569 | 0.96569 | 0.96569 | 0.96569 | 0.96569 | 0.96569 | 0.96569 | 0.96569 | 0.96569 | 0.96569 | 0.96569 | 0.96569 | 0.96569 | 0.96569 | 0.96569 | 0.96569 | 0.96569 | 0.96569 | 0.96569 | 0.96569 | 0.96569
MD | Summer Peak | MD¦Summer Peak | 0.96569 | 0.96569 | 0.96569 | 0.96569 | 0.96569 | 0.96569 | 0.96569 | 0.96569 | 0.96569 | 0.96569 | 0.96569 | 0.96569 | 0.96569 | 0.96569 | 0.96569 | 0.96569 | 0.96569 | 0.96569 | 0.96569 | 0.96569 | 0.96569 | 0.96569 | 0.96569 | 0.96569
MD | Winter Peak | MD¦Winter Peak | 0.96569 | 0.96569 | 0.96569 | 0.96569 | 0.96569 | 0.96569 | 0.96569 | 0.96569 | 0.96569 | 0.96569 | 0.96569 | 0.96569 | 0.96569 | 0.96569 | 0.96569 | 0.96569 | 0.96569 | 0.96569 | 0.96569 | 0.96569 | 0.96569 | 0.96569 | 0.96569 | 0.96569
ME | Winter | ME¦Winter | 0.909 | 0.909 | 0.909 | 0.909 | 0.909 | 0.909 | 0.909 | 0.909 | 0.909 | 0.909 | 0.909 | 0.909 | 0.909 | 0.909 | 0.909 | 0.909 | 0.909 | 0.909 | 0.909 | 0.909 | 0.909 | 0.909 | 0.909 | 0.909
ME | Spring | ME¦Spring | 0.909 | 0.909 | 0.909 | 0.909 | 0.909 | 0.909 | 0.909 | 0.909 | 0.909 | 0.909 | 0.909 | 0.909 | 0.909 | 0.909 | 0.909 | 0.909 | 0.909 | 0.909 | 0.909 | 0.909 | 0.909 | 0.909 | 0.909 | 0.909
ME | Summer | ME¦Summer | 0.909 | 0.909 | 0.909 | 0.909 | 0.909 | 0.909 | 0.909 | 0.909 | 0.909 | 0.909 | 0.909 | 0.909 | 0.909 | 0.909 | 0.909 | 0.909 | 0.909 | 0.909 | 0.909 | 0.909 | 0.909 | 0.909 | 0.909 | 0.909
ME | Fall | ME¦Fall | 0.909 | 0.909 | 0.909 | 0.909 | 0.909 | 0.909 | 0.909 | 0.909 | 0.909 | 0.909 | 0.909 | 0.909 | 0.909 | 0.909 | 0.909 | 0.909 | 0.909 | 0.909 | 0.909 | 0.909 | 0.909 | 0.909 | 0.909 | 0.909
ME | Summer Peak | ME¦Summer Peak | 0.909 | 0.909 | 0.909 | 0.909 | 0.909 | 0.909 | 0.909 | 0.909 | 0.909 | 0.909 | 0.909 | 0.909 | 0.909 | 0.909 | 0.909 | 0.909 | 0.909 | 0.909 | 0.909 | 0.909 | 0.909 | 0.909 | 0.909 | 0.909
ME | Winter Peak | ME¦Winter Peak | 0.909 | 0.909 | 0.909 | 0.909 | 0.909 | 0.909 | 0.909 | 0.909 | 0.909 | 0.909 | 0.909 | 0.909 | 0.909 | 0.909 | 0.909 | 0.909 | 0.909 | 0.909 | 0.909 | 0.909 | 0.909 | 0.909 | 0.909 | 0.909
MI | Winter | MI¦Winter | 0.75161 | 0.75161 | 0.75161 | 0.75161 | 0.75161 | 0.75161 | 0.75161 | 0.75161 | 0.75161 | 0.75161 | 0.75161 | 0.75161 | 0.75161 | 0.75161 | 0.75161 | 0.75161 | 0.75161 | 0.75161 | 0.75161 | 0.75161 | 0.75161 | 0.75161 | 0.75161 | 0.75161
MI | Spring | MI¦Spring | 0.75161 | 0.75161 | 0.75161 | 0.75161 | 0.75161 | 0.75161 | 0.75161 | 0.75161 | 0.75161 | 0.75161 | 0.75161 | 0.75161 | 0.75161 | 0.75161 | 0.75161 | 0.75161 | 0.75161 | 0.75161 | 0.75161 | 0.75161 | 0.75161 | 0.75161 | 0.75161 | 0.75161
MI | Summer | MI¦Summer | 0.75161 | 0.75161 | 0.75161 | 0.75161 | 0.75161 | 0.75161 | 0.75072 | 0.75161 | 0.75161 | 0.75161 | 0.75161 | 0.75161 | 0.75161 | 0.75161 | 0.75161 | 0.75161 | 0.75161 | 0.75161 | 0.75161 | 0.75161 | 0.75161 | 0.75161 | 0.75161 | 0.75161
MI | Fall | MI¦Fall | 0.75161 | 0.75161 | 0.75161 | 0.75161 | 0.75161 | 0.75161 | 0.75161 | 0.75161 | 0.75161 | 0.75161 | 0.75161 | 0.75161 | 0.75161 | 0.75161 | 0.75161 | 0.75161 | 0.75161 | 0.75161 | 0.75161 | 0.75161 | 0.75161 | 0.75161 | 0.75161 | 0.75161
MI | Summer Peak | MI¦Summer Peak | 0.75161 | 0.75161 | 0.75161 | 0.75161 | 0.75161 | 0.75161 | 0.75161 | 0.75161 | 0.75161 | 0.75161 | 0.75161 | 0.75161 | 0.75161 | 0.75161 | 0.75161 | 0.75161 | 0.75161 | 0.75161 | 0.75161 | 0.75161 | 0.75161 | 0.75161 | 0.75161 | 0.75161
MI | Winter Peak | MI¦Winter Peak | 0.75161 | 0.75161 | 0.75161 | 0.75161 | 0.75161 | 0.75161 | 0.75161 | 0.75161 | 0.75161 | 0.75161 | 0.75161 | 0.75161 | 0.75161 | 0.75161 | 0.75161 | 0.75161 | 0.75161 | 0.75161 | 0.75161 | 0.75161 | 0.75161 | 0.75161 | 0.75161 | 0.75161
MN | Winter | MN¦Winter | 0.80453 | 0.79409 | 0.79032 | 0.80559 | 0.81761 | 0.85805 | 0.88087 | 0.88347 | 0.88336 | 0.88347 | 0.88379 | 0.88883 | 0.88694 | 0.8823 | 0.87531 | 0.88104 | 0.88572 | 0.89238 | 0.89389 | 0.89289 | 0.88779 | 0.87576 | 0.84262 | 0.80812
MN | Spring | MN¦Spring | 0.78946 | 0.78429 | 0.78414 | 0.79202 | 0.81855 | 0.84339 | 0.86866 | 0.8733 | 0.88448 | 0.89021 | 0.89128 | 0.89045 | 0.88874 | 0.89014 | 0.89147 | 0.89389 | 0.89389 | 0.89021 | 0.89098 | 0.88858 | 0.87919 | 0.87919 | 0.85987 | 0.83675
MN | Summer | MN¦Summer | 0.73243 | 0.70531 | 0.68745 | 0.68708 | 0.7017 | 0.77874 | 0.82889 | 0.83897 | 0.85778 | 0.86245 | 0.8619 | 0.85576 | 0.84236 | 0.82812 | 0.82628 | 0.83143 | 0.86229 | 0.88697 | 0.8937 | 0.88855 | 0.87629 | 0.83459 | 0.79549 | 0.76785
MN | Fall | MN¦Fall | 0.87281 | 0.87928 | 0.88452 | 0.88924 | 0.89389 | 0.89097 | 0.89097 | 0.89389 | 0.89389 | 0.89389 | 0.89389 | 0.89389 | 0.89389 | 0.89389 | 0.89389 | 0.89389 | 0.89389 | 0.89389 | 0.89389 | 0.89389 | 0.89388 | 0.88818 | 0.88514 | 0.87645
MN | Summer Peak | MN¦Summer Peak | 0.89389 | 0.89389 | 0.89389 | 0.89389 | 0.89389 | 0.89389 | 0.89389 | 0.89389 | 0.89389 | 0.89389 | 0.89389 | 0.89389 | 0.89389 | 0.89389 | 0.89389 | 0.89389 | 0.89389 | 0.89389 | 0.89389 | 0.89389 | 0.89389 | 0.89389 | 0.89349 | 0.86805
MN | Winter Peak | MN¦Winter Peak | 0.89389 | 0.89389 | 0.89389 | 0.89389 | 0.89389 | 0.89389 | 0.89389 | 0.89389 | 0.89389 | 0.89389 | 0.89389 | 0.89389 | 0.89389 | 0.89389 | 0.89389 | 0.89389 | 0.89389 | 0.89389 | 0.89389 | 0.89389 | 0.89389 | 0.89389 | 0.89389 | 0.88414
MO | Winter | MO¦Winter | 0.84531 | 0.83553 | 0.82895 | 0.83525 | 0.84377 | 0.84239 | 0.84531 | 0.84824 | 0.84824 | 0.84824 | 0.84824 | 0.84824 | 0.84824 | 0.84824 | 0.84824 | 0.84824 | 0.84824 | 0.84824 | 0.84824 | 0.84824 | 0.84824 | 0.84824 | 0.84824 | 0.84824
MO | Spring | MO¦Spring | 0.84824 | 0.84824 | 0.84824 | 0.84824 | 0.84824 | 0.84824 | 0.84824 | 0.84824 | 0.84824 | 0.84824 | 0.84824 | 0.84824 | 0.84824 | 0.84824 | 0.84824 | 0.84824 | 0.84824 | 0.84824 | 0.84824 | 0.84824 | 0.84824 | 0.84824 | 0.84824 | 0.84824
MO | Summer | MO¦Summer | 0.84824 | 0.84824 | 0.84824 | 0.84824 | 0.84824 | 0.84502 | 0.84502 | 0.84824 | 0.84824 | 0.84824 | 0.84824 | 0.84824 | 0.84824 | 0.84824 | 0.84824 | 0.84824 | 0.84824 | 0.84824 | 0.84824 | 0.84824 | 0.84824 | 0.84824 | 0.84824 | 0.84824
MO | Fall | MO¦Fall | 0.84064 | 0.82189 | 0.81766 | 0.82825 | 0.841 | 0.84142 | 0.84072 | 0.84745 | 0.84824 | 0.84824 | 0.84824 | 0.84824 | 0.84824 | 0.84824 | 0.84824 | 0.84824 | 0.84824 | 0.84824 | 0.84824 | 0.84824 | 0.84824 | 0.84824 | 0.84824 | 0.84777
MO | Summer Peak | MO¦Summer Peak | 0.84824 | 0.84824 | 0.84824 | 0.84824 | 0.84824 | 0.84824 | 0.84824 | 0.84824 | 0.84824 | 0.84824 | 0.84824 | 0.84824 | 0.84824 | 0.84824 | 0.84824 | 0.84824 | 0.84824 | 0.84824 | 0.84824 | 0.84824 | 0.84824 | 0.84824 | 0.84824 | 0.84824
MO | Winter Peak | MO¦Winter Peak | 0.84824 | 0.84824 | 0.84824 | 0.84824 | 0.84824 | 0.84824 | 0.84824 | 0.84824 | 0.84824 | 0.84824 | 0.84824 | 0.84824 | 0.84824 | 0.84824 | 0.84824 | 0.84824 | 0.84824 | 0.84824 | 0.84824 | 0.84824 | 0.84824 | 0.84824 | 0.84824 | 0.84824
MS | Winter | MS¦Winter | 0.91993 | 0.91993 | 0.91993 | 0.91993 | 0.91993 | 0.91993 | 0.91993 | 0.91993 | 0.91993 | 0.91993 | 0.91993 | 0.91993 | 0.91993 | 0.91993 | 0.91993 | 0.91993 | 0.91993 | 0.91993 | 0.91993 | 0.91993 | 0.91993 | 0.91993 | 0.91993 | 0.91993
MS | Spring | MS¦Spring | 0.91993 | 0.91993 | 0.91993 | 0.91993 | 0.91993 | 0.91993 | 0.91993 | 0.91993 | 0.91993 | 0.91993 | 0.91993 | 0.91993 | 0.91993 | 0.91993 | 0.91993 | 0.91993 | 0.91993 | 0.91993 | 0.91993 | 0.91993 | 0.91993 | 0.91993 | 0.91993 | 0.91993
MS | Summer | MS¦Summer | 0.91993 | 0.91993 | 0.91993 | 0.91993 | 0.91993 | 0.91993 | 0.91993 | 0.91993 | 0.91993 | 0.91993 | 0.91993 | 0.91993 | 0.91993 | 0.91993 | 0.91993 | 0.91993 | 0.91993 | 0.91993 | 0.91993 | 0.91993 | 0.91993 | 0.91993 | 0.91993 | 0.91993
MS | Fall | MS¦Fall | 0.91993 | 0.91993 | 0.91993 | 0.91993 | 0.91993 | 0.91661 | 0.91993 | 0.91993 | 0.91993 | 0.91993 | 0.91993 | 0.91993 | 0.91993 | 0.91993 | 0.91993 | 0.91993 | 0.91993 | 0.91993 | 0.91993 | 0.91993 | 0.91993 | 0.91993 | 0.91993 | 0.91993
MS | Summer Peak | MS¦Summer Peak | 0.91993 | 0.91993 | 0.91993 | 0.91993 | 0.91993 | 0.91993 | 0.91993 | 0.91993 | 0.91993 | 0.91993 | 0.91993 | 0.91993 | 0.91993 | 0.91993 | 0.91993 | 0.91993 | 0.91993 | 0.91993 | 0.91993 | 0.91993 | 0.91993 | 0.91993 | 0.91993 | 0.91993
MS | Winter Peak | MS¦Winter Peak | 0.91993 | 0.91993 | 0.91993 | 0.91993 | 0.91993 | 0.91993 | 0.91993 | 0.91993 | 0.91993 | 0.91993 | 0.91993 | 0.91993 | 0.91993 | 0.91993 | 0.91993 | 0.91993 | 0.91993 | 0.91993 | 0.91993 | 0.91993 | 0.91993 | 0.91993 | 0.91993 | 0.91993
MT | Winter | MT¦Winter | 0.909 | 0.909 | 0.909 | 0.909 | 0.909 | 0.909 | 0.909 | 0.909 | 0.909 | 0.909 | 0.909 | 0.909 | 0.909 | 0.909 | 0.909 | 0.909 | 0.909 | 0.909 | 0.909 | 0.909 | 0.909 | 0.909 | 0.909 | 0.909
MT | Spring | MT¦Spring | 0.909 | 0.909 | 0.909 | 0.909 | 0.909 | 0.909 | 0.909 | 0.909 | 0.909 | 0.909 | 0.909 | 0.909 | 0.909 | 0.909 | 0.909 | 0.909 | 0.909 | 0.909 | 0.909 | 0.909 | 0.909 | 0.909 | 0.909 | 0.909
MT | Summer | MT¦Summer | 0.909 | 0.909 | 0.909 | 0.909 | 0.909 | 0.909 | 0.909 | 0.909 | 0.909 | 0.909 | 0.909 | 0.909 | 0.909 | 0.909 | 0.909 | 0.909 | 0.909 | 0.909 | 0.909 | 0.909 | 0.909 | 0.909 | 0.909 | 0.909
MT | Fall | MT¦Fall | 0.909 | 0.909 | 0.909 | 0.909 | 0.909 | 0.909 | 0.909 | 0.909 | 0.909 | 0.909 | 0.909 | 0.909 | 0.909 | 0.909 | 0.909 | 0.909 | 0.909 | 0.909 | 0.909 | 0.909 | 0.909 | 0.909 | 0.909 | 0.909
MT | Summer Peak | MT¦Summer Peak | 0.909 | 0.909 | 0.909 | 0.909 | 0.909 | 0.909 | 0.909 | 0.909 | 0.909 | 0.909 | 0.909 | 0.909 | 0.909 | 0.909 | 0.909 | 0.909 | 0.909 | 0.909 | 0.909 | 0.909 | 0.909 | 0.909 | 0.909 | 0.909
MT | Winter Peak | MT¦Winter Peak | 0.909 | 0.909 | 0.909 | 0.909 | 0.909 | 0.909 | 0.909 | 0.909 | 0.909 | 0.909 | 0.909 | 0.909 | 0.909 | 0.909 | 0.909 | 0.909 | 0.909 | 0.909 | 0.909 | 0.909 | 0.909 | 0.909 | 0.909 | 0.909
NC | Winter | NC¦Winter | 0.95765 | 0.95765 | 0.95765 | 0.95765 | 0.95765 | 0.95765 | 0.95765 | 0.95765 | 0.95765 | 0.95765 | 0.95765 | 0.95765 | 0.95765 | 0.95765 | 0.95765 | 0.95765 | 0.95765 | 0.95765 | 0.95765 | 0.95765 | 0.95765 | 0.95765 | 0.95765 | 0.95765
NC | Spring | NC¦Spring | 0.95765 | 0.95765 | 0.95765 | 0.95765 | 0.95765 | 0.95765 | 0.95765 | 0.95694 | 0.95765 | 0.95765 | 0.95765 | 0.95765 | 0.95765 | 0.95765 | 0.95765 | 0.95765 | 0.95765 | 0.95765 | 0.95765 | 0.95765 | 0.95765 | 0.95765 | 0.95765 | 0.95765
NC | Summer | NC¦Summer | 0.95765 | 0.95765 | 0.95765 | 0.95765 | 0.95765 | 0.95765 | 0.95765 | 0.95765 | 0.95765 | 0.95765 | 0.95765 | 0.95765 | 0.95765 | 0.95765 | 0.95765 | 0.95765 | 0.95765 | 0.95765 | 0.95765 | 0.95765 | 0.95765 | 0.95765 | 0.95765 | 0.95765
NC | Fall | NC¦Fall | 0.95765 | 0.95765 | 0.95765 | 0.95765 | 0.95765 | 0.95765 | 0.95616 | 0.95632 | 0.95765 | 0.95765 | 0.95765 | 0.95765 | 0.95765 | 0.95765 | 0.95765 | 0.95765 | 0.95765 | 0.95765 | 0.95765 | 0.95765 | 0.95765 | 0.95765 | 0.95765 | 0.95765
NC | Summer Peak | NC¦Summer Peak | 0.95765 | 0.95765 | 0.95765 | 0.95765 | 0.95765 | 0.95765 | 0.95765 | 0.95765 | 0.95765 | 0.95765 | 0.95765 | 0.95765 | 0.95765 | 0.95765 | 0.95765 | 0.95765 | 0.95765 | 0.95765 | 0.95765 | 0.95765 | 0.95765 | 0.95765 | 0.95765 | 0.95765
NC | Winter Peak | NC¦Winter Peak | 0.95765 | 0.95765 | 0.95765 | 0.95765 | 0.95765 | 0.95765 | 0.95765 | 0.95765 | 0.95765 | 0.95765 | 0.95765 | 0.95765 | 0.95765 | 0.95765 | 0.95765 | 0.95765 | 0.95765 | 0.95765 | 0.95765 | 0.95765 | 0.95765 | 0.95765 | 0.95765 | 0.95765
ND | Winter | ND¦Winter | 0.909 | 0.909 | 0.909 | 0.909 | 0.909 | 0.909 | 0.909 | 0.909 | 0.909 | 0.909 | 0.909 | 0.909 | 0.909 | 0.909 | 0.909 | 0.909 | 0.909 | 0.909 | 0.909 | 0.909 | 0.909 | 0.909 | 0.909 | 0.909
ND | Spring | ND¦Spring | 0.909 | 0.909 | 0.909 | 0.909 | 0.909 | 0.909 | 0.909 | 0.909 | 0.909 | 0.909 | 0.909 | 0.909 | 0.909 | 0.909 | 0.909 | 0.909 | 0.909 | 0.909 | 0.909 | 0.909 | 0.909 | 0.909 | 0.909 | 0.909
ND | Summer | ND¦Summer | 0.909 | 0.909 | 0.909 | 0.909 | 0.909 | 0.909 | 0.909 | 0.909 | 0.909 | 0.909 | 0.909 | 0.909 | 0.909 | 0.909 | 0.909 | 0.909 | 0.909 | 0.909 | 0.909 | 0.909 | 0.909 | 0.909 | 0.909 | 0.909
ND | Fall | ND¦Fall | 0.909 | 0.909 | 0.909 | 0.909 | 0.909 | 0.909 | 0.909 | 0.909 | 0.909 | 0.909 | 0.909 | 0.909 | 0.909 | 0.909 | 0.909 | 0.909 | 0.909 | 0.909 | 0.909 | 0.909 | 0.909 | 0.909 | 0.909 | 0.909
ND | Summer Peak | ND¦Summer Peak | 0.909 | 0.909 | 0.909 | 0.909 | 0.909 | 0.909 | 0.909 | 0.909 | 0.909 | 0.909 | 0.909 | 0.909 | 0.909 | 0.909 | 0.909 | 0.909 | 0.909 | 0.909 | 0.909 | 0.909 | 0.909 | 0.909 | 0.909 | 0.909
ND | Winter Peak | ND¦Winter Peak | 0.909 | 0.909 | 0.909 | 0.909 | 0.909 | 0.909 | 0.909 | 0.909 | 0.909 | 0.909 | 0.909 | 0.909 | 0.909 | 0.909 | 0.909 | 0.909 | 0.909 | 0.909 | 0.909 | 0.909 | 0.909 | 0.909 | 0.909 | 0.909
NE | Winter | NE¦Winter | 0.87147 | 0.86027 | 0.84092 | 0.8457 | 0.86183 | 0.91635 | 0.96081 | 0.9636 | 0.96979 | 0.97023 | 0.96544 | 0.9666 | 0.96483 | 0.95073 | 0.9446 | 0.94205 | 0.96059 | 1 | 0.99458 | 0.97877 | 0.95302 | 0.91703 | 0.86166 | 0.82421
NE | Spring | NE¦Spring | 0.92515 | 0.91888 | 0.92049 | 0.94373 | 0.96628 | 0.97718 | 0.98807 | 0.99896 | 0.99954 | 1 | 1 | 1 | 1 | 1 | 1 | 1 | 1 | 1 | 1 | 1 | 0.99472 | 0.99255 | 0.97318 | 0.94995
NE | Summer | NE¦Summer | 0.88773 | 0.87438 | 0.86903 | 0.86671 | 0.87395 | 0.94176 | 0.95847 | 0.96235 | 0.96899 | 0.98711 | 0.98712 | 0.98831 | 0.96998 | 0.96608 | 0.96608 | 0.96981 | 0.99029 | 0.99629 | 0.99967 | 0.9922 | 0.98474 | 0.97912 | 0.95116 | 0.93623
NE | Fall | NE¦Fall | 0.97965 | 0.99614 | 0.98883 | 0.99614 | 1 | 1 | 1 | 1 | 1 | 1 | 1 | 1 | 1 | 1 | 1 | 1 | 1 | 1 | 1 | 1 | 1 | 1 | 1 | 1
NE | Summer Peak | NE¦Summer Peak | bar: Hour0 to Hour23
NE | Winter Peak | NE¦Winter Peak | 0.89379 | 0.85099 | 0.83712 | 0.85601 | 0.85601 | 0.91268 | 0.98824 | 0.98843 | 0.98824 | 1 | 1 | 1 | 1 | 1 | 1 | 1 | 1 | 1 | 1 | 1 | 1 | 1 | 1 | 1
NH | Winter | NH¦Winter | 0.94172 | 0.94172 | 0.94172 | 0.94172 | 0.94172 | 0.94172 | 0.94172 | 0.94172 | 0.94172 | 0.94172 | 0.94172 | 0.94172 | 0.94172 | 0.94172 | 0.94172 | 0.94172 | 0.94172 | 0.94172 | 0.94172 | 0.94172 | 0.94172 | 0.94172 | 0.94172 | 0.94172
NH | Spring | NH¦Spring | 0.94172 | 0.94172 | 0.94172 | 0.94172 | 0.94172 | 0.94172 | 0.93189 | 0.9368 | 0.94172 | 0.94172 | 0.94172 | 0.94172 | 0.94172 | 0.94172 | 0.94172 | 0.94172 | 0.94172 | 0.94172 | 0.94172 | 0.94172 | 0.94172 | 0.94172 | 0.94172 | 0.94172
NH | Summer | NH¦Summer | 0.93892 | 0.94172 | 0.94172 | 0.94172 | 0.94172 | 0.94172 | 0.93612 | 0.93332 | 0.94172 | 0.94172 | 0.94172 | 0.94172 | 0.94172 | 0.94172 | 0.94172 | 0.94172 | 0.94172 | 0.94172 | 0.94172 | 0.94172 | 0.94172 | 0.94172 | 0.94172 | 0.94172
NH | Fall | NH¦Fall | 0.94172 | 0.94172 | 0.94172 | 0.94172 | 0.94172 | 0.94172 | 0.92961 | 0.93768 | 0.94172 | 0.94172 | 0.94172 | 0.94172 | 0.94172 | 0.94172 | 0.94172 | 0.94172 | 0.94172 | 0.94172 | 0.94172 | 0.94172 | 0.94172 | 0.94172 | 0.94172 | 0.94172
NH | Summer Peak | NH¦Summer Peak | 0.94172 | 0.94172 | 0.94172 | 0.94172 | 0.94172 | 0.94172 | 0.94172 | 0.94172 | 0.94172 | 0.94172 | 0.94172 | 0.94172 | 0.94172 | 0.94172 | 0.94172 | 0.94172 | 0.94172 | 0.94172 | 0.94172 | 0.94172 | 0.94172 | 0.94172 | 0.94172 | 0.94172
NH | Winter Peak | NH¦Winter Peak | 0.94172 | 0.94172 | 0.94172 | 0.94172 | 0.94172 | 0.94172 | 0.94172 | 0.94172 | 0.94172 | 0.94172 | 0.94172 | 0.94172 | 0.94172 | 0.94172 | 0.94172 | 0.94172 | 0.94172 | 0.94172 | 0.94172 | 0.94172 | 0.94172 | 0.94172 | 0.94172 | 0.94172
NJ | Winter | NJ¦Winter | 0.91792 | 0.91792 | 0.91792 | 0.91792 | 0.91792 | 0.91792 | 0.91792 | 0.91792 | 0.91792 | 0.91792 | 0.91792 | 0.91792 | 0.91792 | 0.91792 | 0.91792 | 0.91792 | 0.91792 | 0.91792 | 0.91792 | 0.91792 | 0.91792 | 0.91792 | 0.91792 | 0.91792
NJ | Spring | NJ¦Spring | 0.91792 | 0.91792 | 0.91792 | 0.91792 | 0.91792 | 0.91792 | 0.90842 | 0.91215 | 0.91792 | 0.91792 | 0.91792 | 0.91792 | 0.91792 | 0.91792 | 0.91792 | 0.91792 | 0.91792 | 0.91792 | 0.91792 | 0.91792 | 0.91792 | 0.91792 | 0.91792 | 0.91792
NJ | Summer | NJ¦Summer | 0.91792 | 0.91792 | 0.91792 | 0.91792 | 0.91792 | 0.91792 | 0.91792 | 0.91792 | 0.91792 | 0.91792 | 0.91792 | 0.91792 | 0.91792 | 0.91792 | 0.91792 | 0.91792 | 0.91792 | 0.91792 | 0.91792 | 0.91792 | 0.91792 | 0.91792 | 0.91792 | 0.91792
NJ | Fall | NJ¦Fall | 0.91792 | 0.91792 | 0.91792 | 0.91792 | 0.91792 | 0.91792 | 0.91426 | 0.91288 | 0.91792 | 0.91792 | 0.91792 | 0.91792 | 0.91792 | 0.91792 | 0.91792 | 0.91792 | 0.91792 | 0.91792 | 0.91792 | 0.91792 | 0.91792 | 0.91792 | 0.91792 | 0.91792
NJ | Summer Peak | NJ¦Summer Peak | 0.91792 | 0.91792 | 0.91792 | 0.91792 | 0.91792 | 0.91792 | 0.91792 | 0.91792 | 0.91792 | 0.91792 | 0.91792 | 0.91792 | 0.91792 | 0.91792 | 0.91792 | 0.91792 | 0.91792 | 0.91792 | 0.91792 | 0.91792 | 0.91792 | 0.91792 | 0.91792 | 0.91792
NJ | Winter Peak | NJ¦Winter Peak | 0.91792 | 0.91792 | 0.91792 | 0.91792 | 0.91792 | 0.91792 | 0.91792 | 0.91792 | 0.91792 | 0.91792 | 0.91792 | 0.91792 | 0.91792 | 0.91792 | 0.91792 | 0.91792 | 0.91792 | 0.91792 | 0.91792 | 0.91792 | 0.91792 | 0.91792 | 0.91792 | 0.91792
NM | Winter | NM¦Winter | 0.909 | 0.909 | 0.909 | 0.909 | 0.909 | 0.909 | 0.909 | 0.909 | 0.909 | 0.909 | 0.909 | 0.909 | 0.909 | 0.909 | 0.909 | 0.909 | 0.909 | 0.909 | 0.909 | 0.909 | 0.909 | 0.909 | 0.909 | 0.909
NM | Spring | NM¦Spring | 0.909 | 0.909 | 0.909 | 0.909 | 0.909 | 0.909 | 0.909 | 0.909 | 0.909 | 0.909 | 0.909 | 0.909 | 0.909 | 0.909 | 0.909 | 0.909 | 0.909 | 0.909 | 0.909 | 0.909 | 0.909 | 0.909 | 0.909 | 0.909
NM | Summer | NM¦Summer | 0.909 | 0.909 | 0.909 | 0.909 | 0.909 | 0.909 | 0.909 | 0.909 | 0.909 | 0.909 | 0.909 | 0.909 | 0.909 | 0.909 | 0.909 | 0.909 | 0.909 | 0.909 | 0.909 | 0.909 | 0.909 | 0.909 | 0.909 | 0.909
NM | Fall | NM¦Fall | 0.909 | 0.909 | 0.909 | 0.909 | 0.909 | 0.909 | 0.909 | 0.909 | 0.909 | 0.909 | 0.909 | 0.909 | 0.909 | 0.909 | 0.909 | 0.909 | 0.909 | 0.909 | 0.909 | 0.909 | 0.909 | 0.909 | 0.909 | 0.909
NM | Summer Peak | NM¦Summer Peak | 0.909 | 0.909 | 0.909 | 0.909 | 0.909 | 0.909 | 0.909 | 0.909 | 0.909 | 0.909 | 0.909 | 0.909 | 0.909 | 0.909 | 0.909 | 0.909 | 0.909 | 0.909 | 0.909 | 0.909 | 0.909 | 0.909 | 0.909 | 0.909
NM | Winter Peak | NM¦Winter Peak | 0.909 | 0.909 | 0.909 | 0.909 | 0.909 | 0.909 | 0.909 | 0.909 | 0.909 | 0.909 | 0.909 | 0.909 | 0.909 | 0.909 | 0.909 | 0.909 | 0.909 | 0.909 | 0.909 | 0.909 | 0.909 | 0.909 | 0.909 | 0.909
NV | Winter | NV¦Winter | 0.909 | 0.909 | 0.909 | 0.909 | 0.909 | 0.909 | 0.909 | 0.909 | 0.909 | 0.909 | 0.909 | 0.909 | 0.909 | 0.909 | 0.909 | 0.909 | 0.909 | 0.909 | 0.909 | 0.909 | 0.909 | 0.909 | 0.909 | 0.909
NV | Spring | NV¦Spring | 0.909 | 0.909 | 0.909 | 0.909 | 0.909 | 0.909 | 0.909 | 0.909 | 0.909 | 0.909 | 0.909 | 0.909 | 0.909 | 0.909 | 0.909 | 0.909 | 0.909 | 0.909 | 0.909 | 0.909 | 0.909 | 0.909 | 0.909 | 0.909
NV | Summer | NV¦Summer | 0.909 | 0.909 | 0.909 | 0.909 | 0.909 | 0.909 | 0.909 | 0.909 | 0.909 | 0.909 | 0.909 | 0.909 | 0.909 | 0.909 | 0.909 | 0.909 | 0.909 | 0.909 | 0.909 | 0.909 | 0.909 | 0.909 | 0.909 | 0.909
NV | Fall | NV¦Fall | 0.909 | 0.909 | 0.909 | 0.909 | 0.909 | 0.909 | 0.909 | 0.909 | 0.909 | 0.909 | 0.909 | 0.909 | 0.909 | 0.909 | 0.909 | 0.909 | 0.909 | 0.909 | 0.909 | 0.909 | 0.909 | 0.909 | 0.909 | 0.909
NV | Summer Peak | NV¦Summer Peak | 0.909 | 0.909 | 0.909 | 0.909 | 0.909 | 0.909 | 0.909 | 0.909 | 0.909 | 0.909 | 0.909 | 0.909 | 0.909 | 0.909 | 0.909 | 0.909 | 0.909 | 0.909 | 0.909 | 0.909 | 0.909 | 0.909 | 0.909 | 0.909
NV | Winter Peak | NV¦Winter Peak | 0.909 | 0.909 | 0.909 | 0.909 | 0.909 | 0.909 | 0.909 | 0.909 | 0.909 | 0.909 | 0.909 | 0.909 | 0.909 | 0.909 | 0.909 | 0.909 | 0.909 | 0.909 | 0.909 | 0.909 | 0.909 | 0.909 | 0.909 | 0.909
NY | Winter | NY¦Winter | 0.9516 | 0.9516 | 0.9516 | 0.9516 | 0.9516 | 0.9516 | 0.9516 | 0.9516 | 0.9516 | 0.9516 | 0.9516 | 0.9516 | 0.9516 | 0.9516 | 0.9516 | 0.9516 | 0.9516 | 0.9516 | 0.9516 | 0.9516 | 0.9516 | 0.9516 | 0.9516 | 0.9516
NY | Spring | NY¦Spring | 0.9516 | 0.9516 | 0.9516 | 0.9516 | 0.9516 | 0.9516 | 0.95052 | 0.9516 | 0.9516 | 0.9516 | 0.9516 | 0.9516 | 0.9516 | 0.9516 | 0.9516 | 0.9516 | 0.9516 | 0.9516 | 0.9516 | 0.9516 | 0.9516 | 0.9516 | 0.9516 | 0.9516
NY | Summer | NY¦Summer | 0.95024 | 0.9516 | 0.9516 | 0.9516 | 0.9516 | 0.9516 | 0.94644 | 0.94861 | 0.9516 | 0.9516 | 0.9516 | 0.9516 | 0.9516 | 0.9516 | 0.9516 | 0.9516 | 0.9516 | 0.9516 | 0.9516 | 0.9516 | 0.9516 | 0.9516 | 0.9516 | 0.9516
NY | Fall | NY¦Fall | 0.9516 | 0.9516 | 0.9516 | 0.9516 | 0.9516 | 0.9516 | 0.9516 | 0.9516 | 0.9516 | 0.9516 | 0.9516 | 0.9516 | 0.9516 | 0.9516 | 0.9516 | 0.9516 | 0.9516 | 0.9516 | 0.9516 | 0.9516 | 0.9516 | 0.9516 | 0.9516 | 0.9516
NY | Summer Peak | NY¦Summer Peak | 0.9516 | 0.9516 | 0.9516 | 0.9516 | 0.9516 | 0.9516 | 0.9516 | 0.9516 | 0.9516 | 0.9516 | 0.9516 | 0.9516 | 0.9516 | 0.9516 | 0.9516 | 0.9516 | 0.9516 | 0.9516 | 0.9516 | 0.9516 | 0.9516 | 0.9516 | 0.9516 | 0.9516
NY | Winter Peak | NY¦Winter Peak | 0.9516 | 0.9516 | 0.9516 | 0.9516 | 0.9516 | 0.9516 | 0.9516 | 0.9516 | 0.9516 | 0.9516 | 0.9516 | 0.9516 | 0.9516 | 0.9516 | 0.9516 | 0.9516 | 0.9516 | 0.9516 | 0.9516 | 0.9516 | 0.9516 | 0.9516 | 0.9516 | 0.9516
OH | Winter | OH¦Winter | 0.93858 | 0.93858 | 0.93858 | 0.93858 | 0.93858 | 0.93858 | 0.93858 | 0.93858 | 0.93858 | 0.93858 | 0.93858 | 0.93858 | 0.93858 | 0.93858 | 0.93858 | 0.93858 | 0.93858 | 0.93858 | 0.93858 | 0.93858 | 0.93858 | 0.93858 | 0.93858 | 0.93858
OH | Spring | OH¦Spring | 0.93858 | 0.93858 | 0.93858 | 0.93858 | 0.93858 | 0.93858 | 0.93711 | 0.93858 | 0.93858 | 0.93858 | 0.93858 | 0.93858 | 0.93858 | 0.93858 | 0.93858 | 0.93858 | 0.93858 | 0.93858 | 0.93858 | 0.93858 | 0.93858 | 0.93858 | 0.93858 | 0.93858
OH | Summer | OH¦Summer | 0.93858 | 0.93858 | 0.93858 | 0.93858 | 0.93858 | 0.93858 | 0.93858 | 0.93858 | 0.93858 | 0.93858 | 0.93858 | 0.93858 | 0.93858 | 0.93858 | 0.93858 | 0.93858 | 0.93858 | 0.93858 | 0.93858 | 0.93858 | 0.93858 | 0.93858 | 0.93858 | 0.93858
OH | Fall | OH¦Fall | 0.93858 | 0.93858 | 0.93858 | 0.93858 | 0.93858 | 0.93858 | 0.93552 | 0.93552 | 0.93858 | 0.93858 | 0.93858 | 0.93858 | 0.93858 | 0.93858 | 0.93858 | 0.93858 | 0.93858 | 0.93858 | 0.93858 | 0.93858 | 0.93858 | 0.93858 | 0.93858 | 0.93858
OH | Summer Peak | OH¦Summer Peak | 0.93858 | 0.93858 | 0.93858 | 0.93858 | 0.93858 | 0.93858 | 0.93858 | 0.93858 | 0.93858 | 0.93858 | 0.93858 | 0.93858 | 0.93858 | 0.93858 | 0.93858 | 0.93858 | 0.93858 | 0.93858 | 0.93858 | 0.93858 | 0.93858 | 0.93858 | 0.93858 | 0.93858
OH | Winter Peak | OH¦Winter Peak | 0.93858 | 0.93858 | 0.93858 | 0.93858 | 0.93858 | 0.93858 | 0.93858 | 0.93858 | 0.93858 | 0.93858 | 0.93858 | 0.93858 | 0.93858 | 0.93858 | 0.93858 | 0.93858 | 0.93858 | 0.93858 | 0.93858 | 0.93858 | 0.93858 | 0.93858 | 0.93858 | 0.93858
OK | Winter | OK¦Winter | 0.909 | 0.909 | 0.909 | 0.909 | 0.909 | 0.909 | 0.909 | 0.909 | 0.909 | 0.909 | 0.909 | 0.909 | 0.909 | 0.909 | 0.909 | 0.909 | 0.909 | 0.909 | 0.909 | 0.909 | 0.909 | 0.909 | 0.909 | 0.909
OK | Spring | OK¦Spring | 0.909 | 0.909 | 0.909 | 0.909 | 0.909 | 0.909 | 0.909 | 0.909 | 0.909 | 0.909 | 0.909 | 0.909 | 0.909 | 0.909 | 0.909 | 0.909 | 0.909 | 0.909 | 0.909 | 0.909 | 0.909 | 0.909 | 0.909 | 0.909
OK | Summer | OK¦Summer | 0.909 | 0.909 | 0.909 | 0.909 | 0.909 | 0.909 | 0.909 | 0.909 | 0.909 | 0.909 | 0.909 | 0.909 | 0.909 | 0.909 | 0.909 | 0.909 | 0.909 | 0.909 | 0.909 | 0.909 | 0.909 | 0.909 | 0.909 | 0.909
OK | Fall | OK¦Fall | 0.909 | 0.909 | 0.909 | 0.909 | 0.909 | 0.909 | 0.909 | 0.909 | 0.909 | 0.909 | 0.909 | 0.909 | 0.909 | 0.909 | 0.909 | 0.909 | 0.909 | 0.909 | 0.909 | 0.909 | 0.909 | 0.909 | 0.909 | 0.909
OK | Summer Peak | OK¦Summer Peak | 0.909 | 0.909 | 0.909 | 0.909 | 0.909 | 0.909 | 0.909 | 0.909 | 0.909 | 0.909 | 0.909 | 0.909 | 0.909 | 0.909 | 0.909 | 0.909 | 0.909 | 0.909 | 0.909 | 0.909 | 0.909 | 0.909 | 0.909 | 0.909
OK | Winter Peak | OK¦Winter Peak | 0.909 | 0.909 | 0.909 | 0.909 | 0.909 | 0.909 | 0.909 | 0.909 | 0.909 | 0.909 | 0.909 | 0.909 | 0.909 | 0.909 | 0.909 | 0.909 | 0.909 | 0.909 | 0.909 | 0.909 | 0.909 | 0.909 | 0.909 | 0.909
OR | Winter | OR¦Winter | 0.909 | 0.909 | 0.909 | 0.909 | 0.909 | 0.909 | 0.909 | 0.909 | 0.909 | 0.909 | 0.909 | 0.909 | 0.909 | 0.909 | 0.909 | 0.909 | 0.909 | 0.909 | 0.909 | 0.909 | 0.909 | 0.909 | 0.909 | 0.909
OR | Spring | OR¦Spring | 0.909 | 0.909 | 0.909 | 0.909 | 0.909 | 0.909 | 0.909 | 0.909 | 0.909 | 0.909 | 0.909 | 0.909 | 0.909 | 0.909 | 0.909 | 0.909 | 0.909 | 0.909 | 0.909 | 0.909 | 0.909 | 0.909 | 0.909 | 0.909
OR | Summer | OR¦Summer | 0.909 | 0.909 | 0.909 | 0.909 | 0.909 | 0.909 | 0.909 | 0.909 | 0.909 | 0.909 | 0.909 | 0.909 | 0.909 | 0.909 | 0.909 | 0.909 | 0.909 | 0.909 | 0.909 | 0.909 | 0.909 | 0.909 | 0.909 | 0.909
OR | Fall | OR¦Fall | 0.909 | 0.909 | 0.909 | 0.909 | 0.909 | 0.909 | 0.909 | 0.909 | 0.909 | 0.909 | 0.909 | 0.909 | 0.909 | 0.909 | 0.909 | 0.909 | 0.909 | 0.909 | 0.909 | 0.909 | 0.909 | 0.909 | 0.909 | 0.909
OR | Summer Peak | OR¦Summer Peak | 0.909 | 0.909 | 0.909 | 0.909 | 0.909 | 0.909 | 0.909 | 0.909 | 0.909 | 0.909 | 0.909 | 0.909 | 0.909 | 0.909 | 0.909 | 0.909 | 0.909 | 0.909 | 0.909 | 0.909 | 0.909 | 0.909 | 0.909 | 0.909
OR | Winter Peak | OR¦Winter Peak | 0.909 | 0.909 | 0.909 | 0.909 | 0.909 | 0.909 | 0.909 | 0.909 | 0.909 | 0.909 | 0.909 | 0.909 | 0.909 | 0.909 | 0.909 | 0.909 | 0.909 | 0.909 | 0.909 | 0.909 | 0.909 | 0.909 | 0.909 | 0.909
PA | Winter | PA¦Winter | 0.86798 | 0.86798 | 0.86798 | 0.86798 | 0.86798 | 0.86798 | 0.86798 | 0.86798 | 0.86798 | 0.86798 | 0.86798 | 0.86798 | 0.86798 | 0.86798 | 0.86798 | 0.86798 | 0.86798 | 0.86798 | 0.86798 | 0.86798 | 0.86798 | 0.86798 | 0.86798 | 0.86798
PA | Spring | PA¦Spring | 0.86798 | 0.86798 | 0.86798 | 0.86798 | 0.86798 | 0.86798 | 0.86404 | 0.86449 | 0.86798 | 0.86798 | 0.86798 | 0.86798 | 0.86798 | 0.86798 | 0.86798 | 0.86798 | 0.86798 | 0.86798 | 0.86798 | 0.86798 | 0.86798 | 0.86798 | 0.86798 | 0.86798
PA | Summer | PA¦Summer | 0.86798 | 0.86798 | 0.86798 | 0.86798 | 0.86798 | 0.86798 | 0.86597 | 0.86756 | 0.86798 | 0.86798 | 0.86798 | 0.86798 | 0.86798 | 0.86798 | 0.86798 | 0.86798 | 0.86798 | 0.86798 | 0.86798 | 0.86798 | 0.86798 | 0.86798 | 0.86798 | 0.86798
PA | Fall | PA¦Fall | 0.86798 | 0.86798 | 0.86798 | 0.86798 | 0.86798 | 0.86798 | 0.86517 | 0.86581 | 0.86798 | 0.86798 | 0.86798 | 0.86798 | 0.86798 | 0.86798 | 0.86798 | 0.86798 | 0.86798 | 0.86798 | 0.86798 | 0.86798 | 0.86798 | 0.86798 | 0.86798 | 0.86798
PA | Summer Peak | PA¦Summer Peak | 0.86798 | 0.86798 | 0.86798 | 0.86798 | 0.86798 | 0.86798 | 0.86798 | 0.86798 | 0.86798 | 0.86798 | 0.86798 | 0.86798 | 0.86798 | 0.86798 | 0.86798 | 0.86798 | 0.86798 | 0.86798 | 0.86798 | 0.86798 | 0.86798 | 0.86798 | 0.86798 | 0.86798
PA | Winter Peak | PA¦Winter Peak | 0.86798 | 0.86798 | 0.86798 | 0.86798 | 0.86798 | 0.86798 | 0.86798 | 0.86798 | 0.86798 | 0.86798 | 0.86798 | 0.86798 | 0.86798 | 0.86798 | 0.86798 | 0.86798 | 0.86798 | 0.86798 | 0.86798 | 0.86798 | 0.86798 | 0.86798 | 0.86798 | 0.86798
RI | Winter | RI¦Winter | 0.909 | 0.909 | 0.909 | 0.909 | 0.909 | 0.909 | 0.909 | 0.909 | 0.909 | 0.909 | 0.909 | 0.909 | 0.909 | 0.909 | 0.909 | 0.909 | 0.909 | 0.909 | 0.909 | 0.909 | 0.909 | 0.909 | 0.909 | 0.909
RI | Spring | RI¦Spring | 0.909 | 0.909 | 0.909 | 0.909 | 0.909 | 0.909 | 0.909 | 0.909 | 0.909 | 0.909 | 0.909 | 0.909 | 0.909 | 0.909 | 0.909 | 0.909 | 0.909 | 0.909 | 0.909 | 0.909 | 0.909 | 0.909 | 0.909 | 0.909
RI | Summer | RI¦Summer | 0.909 | 0.909 | 0.909 | 0.909 | 0.909 | 0.909 | 0.909 | 0.909 | 0.909 | 0.909 | 0.909 | 0.909 | 0.909 | 0.909 | 0.909 | 0.909 | 0.909 | 0.909 | 0.909 | 0.909 | 0.909 | 0.909 | 0.909 | 0.909
RI | Fall | RI¦Fall | 0.909 | 0.909 | 0.909 | 0.909 | 0.909 | 0.909 | 0.909 | 0.909 | 0.909 | 0.909 | 0.909 | 0.909 | 0.909 | 0.909 | 0.909 | 0.909 | 0.909 | 0.909 | 0.909 | 0.909 | 0.909 | 0.909 | 0.909 | 0.909
RI | Summer Peak | RI¦Summer Peak | 0.909 | 0.909 | 0.909 | 0.909 | 0.909 | 0.909 | 0.909 | 0.909 | 0.909 | 0.909 | 0.909 | 0.909 | 0.909 | 0.909 | 0.909 | 0.909 | 0.909 | 0.909 | 0.909 | 0.909 | 0.909 | 0.909 | 0.909 | 0.909
RI | Winter Peak | RI¦Winter Peak | 0.909 | 0.909 | 0.909 | 0.909 | 0.909 | 0.909 | 0.909 | 0.909 | 0.909 | 0.909 | 0.909 | 0.909 | 0.909 | 0.909 | 0.909 | 0.909 | 0.909 | 0.909 | 0.909 | 0.909 | 0.909 | 0.909 | 0.909 | 0.909
SC | Winter | SC¦Winter | 0.95174 | 0.95174 | 0.95174 | 0.95174 | 0.95174 | 0.95174 | 0.95174 | 0.95174 | 0.95174 | 0.95174 | 0.95174 | 0.95174 | 0.95174 | 0.95174 | 0.95174 | 0.95174 | 0.95174 | 0.95174 | 0.95174 | 0.95174 | 0.95174 | 0.95174 | 0.95174 | 0.95174
SC | Spring | SC¦Spring | 0.95174 | 0.95174 | 0.95174 | 0.95174 | 0.95174 | 0.95174 | 0.95122 | 0.95172 | 0.95174 | 0.95174 | 0.95174 | 0.95174 | 0.95174 | 0.95174 | 0.95174 | 0.95174 | 0.95174 | 0.95174 | 0.95174 | 0.95174 | 0.95174 | 0.95174 | 0.95174 | 0.95174
SC | Summer | SC¦Summer | 0.95174 | 0.95174 | 0.95174 | 0.95174 | 0.95174 | 0.95174 | 0.94947 | 0.95099 | 0.95174 | 0.95174 | 0.95174 | 0.95174 | 0.95174 | 0.95174 | 0.95174 | 0.95174 | 0.95174 | 0.95174 | 0.95174 | 0.95174 | 0.95174 | 0.95174 | 0.95174 | 0.95174
SC | Fall | SC¦Fall | 0.95174 | 0.95174 | 0.95174 | 0.95174 | 0.95174 | 0.95174 | 0.95173 | 0.95174 | 0.95174 | 0.95174 | 0.95174 | 0.95174 | 0.95174 | 0.95174 | 0.95174 | 0.95174 | 0.95174 | 0.95174 | 0.95174 | 0.95174 | 0.95174 | 0.95174 | 0.95174 | 0.95174
SC | Summer Peak | SC¦Summer Peak | 0.95174 | 0.95174 | 0.95174 | 0.95174 | 0.95174 | 0.95174 | 0.95174 | 0.95174 | 0.95174 | 0.95174 | 0.95174 | 0.95174 | 0.95174 | 0.95174 | 0.95174 | 0.95174 | 0.95174 | 0.95174 | 0.95174 | 0.95174 | 0.95174 | 0.95174 | 0.95174 | 0.95174
SC | Winter Peak | SC¦Winter Peak | 0.95174 | 0.95174 | 0.95174 | 0.95174 | 0.95174 | 0.95174 | 0.95174 | 0.95174 | 0.95174 | 0.95174 | 0.95174 | 0.95174 | 0.95174 | 0.95174 | 0.95174 | 0.95174 | 0.95174 | 0.95174 | 0.95174 | 0.95174 | 0.95174 | 0.95174 | 0.95174 | 0.95174
SD | Winter | SD¦Winter | 0.909 | 0.909 | 0.909 | 0.909 | 0.909 | 0.909 | 0.909 | 0.909 | 0.909 | 0.909 | 0.909 | 0.909 | 0.909 | 0.909 | 0.909 | 0.909 | 0.909 | 0.909 | 0.909 | 0.909 | 0.909 | 0.909 | 0.909 | 0.909
SD | Spring | SD¦Spring | 0.909 | 0.909 | 0.909 | 0.909 | 0.909 | 0.909 | 0.909 | 0.909 | 0.909 | 0.909 | 0.909 | 0.909 | 0.909 | 0.909 | 0.909 | 0.909 | 0.909 | 0.909 | 0.909 | 0.909 | 0.909 | 0.909 | 0.909 | 0.909
SD | Summer | SD¦Summer | 0.909 | 0.909 | 0.909 | 0.909 | 0.909 | 0.909 | 0.909 | 0.909 | 0.909 | 0.909 | 0.909 | 0.909 | 0.909 | 0.909 | 0.909 | 0.909 | 0.909 | 0.909 | 0.909 | 0.909 | 0.909 | 0.909 | 0.909 | 0.909
SD | Fall | SD¦Fall | 0.909 | 0.909 | 0.909 | 0.909 | 0.909 | 0.909 | 0.909 | 0.909 | 0.909 | 0.909 | 0.909 | 0.909 | 0.909 | 0.909 | 0.909 | 0.909 | 0.909 | 0.909 | 0.909 | 0.909 | 0.909 | 0.909 | 0.909 | 0.909
SD | Summer Peak | SD¦Summer Peak | 0.909 | 0.909 | 0.909 | 0.909 | 0.909 | 0.909 | 0.909 | 0.909 | 0.909 | 0.909 | 0.909 | 0.909 | 0.909 | 0.909 | 0.909 | 0.909 | 0.909 | 0.909 | 0.909 | 0.909 | 0.909 | 0.909 | 0.909 | 0.909
SD | Winter Peak | SD¦Winter Peak | 0.909 | 0.909 | 0.909 | 0.909 | 0.909 | 0.909 | 0.909 | 0.909 | 0.909 | 0.909 | 0.909 | 0.909 | 0.909 | 0.909 | 0.909 | 0.909 | 0.909 | 0.909 | 0.909 | 0.909 | 0.909 | 0.909 | 0.909 | 0.909
TN | Winter | TN¦Winter | 0.77651 | 0.77651 | 0.77651 | 0.77651 | 0.77651 | 0.77651 | 0.77651 | 0.77651 | 0.77651 | 0.77651 | 0.77651 | 0.77651 | 0.77651 | 0.77651 | 0.77651 | 0.77651 | 0.77651 | 0.77651 | 0.77651 | 0.77651 | 0.77651 | 0.77651 | 0.77651 | 0.77651
TN | Spring | TN¦Spring | 0.77651 | 0.77651 | 0.77651 | 0.77651 | 0.77651 | 0.77651 | 0.77651 | 0.77651 | 0.77651 | 0.77651 | 0.77651 | 0.77651 | 0.77651 | 0.77651 | 0.77651 | 0.77651 | 0.77651 | 0.77651 | 0.77651 | 0.77651 | 0.77651 | 0.77651 | 0.77651 | 0.77651
TN | Summer | TN¦Summer | 0.77651 | 0.77651 | 0.77651 | 0.77651 | 0.77651 | 0.77353 | 0.77489 | 0.77651 | 0.77651 | 0.77651 | 0.77651 | 0.77651 | 0.77651 | 0.77651 | 0.77651 | 0.77651 | 0.77651 | 0.77651 | 0.77651 | 0.77651 | 0.77651 | 0.77651 | 0.77651 | 0.77651
TN | Fall | TN¦Fall | 0.77651 | 0.77651 | 0.77651 | 0.77651 | 0.77651 | 0.77499 | 0.77537 | 0.77651 | 0.77651 | 0.77651 | 0.77651 | 0.77651 | 0.77651 | 0.77651 | 0.77651 | 0.77651 | 0.77651 | 0.77651 | 0.77651 | 0.77651 | 0.77651 | 0.77651 | 0.77651 | 0.77613
TN | Summer Peak | TN¦Summer Peak | 0.77651 | 0.77651 | 0.77651 | 0.77651 | 0.77651 | 0.77651 | 0.77651 | 0.77651 | 0.77651 | 0.77651 | 0.77651 | 0.77651 | 0.77651 | 0.77651 | 0.77651 | 0.77651 | 0.77651 | 0.77651 | 0.77651 | 0.77651 | 0.77651 | 0.77651 | 0.77651 | 0.77651
TN | Winter Peak | TN¦Winter Peak | 0.77651 | 0.77651 | 0.77651 | 0.77651 | 0.77651 | 0.77651 | 0.77651 | 0.77651 | 0.77651 | 0.77651 | 0.77651 | 0.77651 | 0.77651 | 0.77651 | 0.77651 | 0.77651 | 0.77651 | 0.77651 | 0.77651 | 0.77651 | 0.77651 | 0.77651 | 0.77651 | 0.77651
TX | Winter | TX¦Winter | 0.82989 | 0.78208 | 0.7695 | 0.7707 | 0.80622 | 0.88124 | 0.90249 | 0.86668 | 0.86136 | 0.89729 | 0.92658 | 0.93571 | 0.92923 | 0.92053 | 0.92043 | 0.92508 | 0.95202 | 0.9707 | 0.97331 | 0.97331 | 0.97331 | 0.97331 | 0.96046 | 0.91043
TX | Spring | TX¦Spring | 0.93046 | 0.8876 | 0.87571 | 0.87298 | 0.88752 | 0.93277 | 0.91293 | 0.87594 | 0.91267 | 0.94751 | 0.95537 | 0.95581 | 0.94522 | 0.93057 | 0.92983 | 0.9411 | 0.96256 | 0.97331 | 0.97331 | 0.97331 | 0.97331 | 0.97331 | 0.96855 | 0.94441
TX | Summer | TX¦Summer | 0.86011 | 0.84444 | 0.84311 | 0.85595 | 0.89626 | 0.94453 | 0.93671 | 0.87723 | 0.85144 | 0.87949 | 0.88074 | 0.88355 | 0.87314 | 0.87333 | 0.87369 | 0.89208 | 0.95635 | 0.97309 | 0.97331 | 0.97331 | 0.97331 | 0.97261 | 0.96243 | 0.92985
TX | Fall | TX¦Fall | 0.97101 | 0.95636 | 0.95144 | 0.94714 | 0.95005 | 0.96785 | 0.95189 | 0.86801 | 0.91392 | 0.91804 | 0.93459 | 0.94397 | 0.9493 | 0.94386 | 0.94691 | 0.94915 | 0.97331 | 0.97331 | 0.97331 | 0.97331 | 0.97331 | 0.97331 | 0.97331 | 0.96811
TX | Summer Peak | TX¦Summer Peak | 0.97331 | 0.97331 | 0.97331 | 0.97331 | 0.97331 | 0.97331 | 0.97331 | 0.97331 | 0.97331 | 0.97331 | 0.97331 | 0.97331 | 0.97331 | 0.97331 | 0.97331 | 0.97331 | 0.97331 | 0.97331 | 0.97331 | 0.97331 | 0.97331 | 0.97331 | 0.97331 | 0.97331
TX | Winter Peak | TX¦Winter Peak | 0.85784 | 0.87161 | 0.87659 | 0.89646 | 0.89646 | 0.92132 | 0.97331 | 0.94188 | 0.84882 | 0.84518 | 0.86855 | 0.85829 | 0.85027 | 0.84094 | 0.83754 | 0.85434 | 0.95794 | 0.97331 | 0.97331 | 0.97331 | 0.97331 | 0.97331 | 0.97331 | 0.96173
UT | Winter | UT¦Winter | 0.909 | 0.909 | 0.909 | 0.909 | 0.909 | 0.909 | 0.909 | 0.909 | 0.909 | 0.909 | 0.909 | 0.909 | 0.909 | 0.909 | 0.909 | 0.909 | 0.909 | 0.909 | 0.909 | 0.909 | 0.909 | 0.909 | 0.909 | 0.909
UT | Spring | UT¦Spring | 0.909 | 0.909 | 0.909 | 0.909 | 0.909 | 0.909 | 0.909 | 0.909 | 0.909 | 0.909 | 0.909 | 0.909 | 0.909 | 0.909 | 0.909 | 0.909 | 0.909 | 0.909 | 0.909 | 0.909 | 0.909 | 0.909 | 0.909 | 0.909
UT | Summer | UT¦Summer | 0.909 | 0.909 | 0.909 | 0.909 | 0.909 | 0.909 | 0.909 | 0.909 | 0.909 | 0.909 | 0.909 | 0.909 | 0.909 | 0.909 | 0.909 | 0.909 | 0.909 | 0.909 | 0.909 | 0.909 | 0.909 | 0.909 | 0.909 | 0.909
UT | Fall | UT¦Fall | 0.909 | 0.909 | 0.909 | 0.909 | 0.909 | 0.909 | 0.909 | 0.909 | 0.909 | 0.909 | 0.909 | 0.909 | 0.909 | 0.909 | 0.909 | 0.909 | 0.909 | 0.909 | 0.909 | 0.909 | 0.909 | 0.909 | 0.909 | 0.909
UT | Summer Peak | UT¦Summer Peak | 0.909 | 0.909 | 0.909 | 0.909 | 0.909 | 0.909 | 0.909 | 0.909 | 0.909 | 0.909 | 0.909 | 0.909 | 0.909 | 0.909 | 0.909 | 0.909 | 0.909 | 0.909 | 0.909 | 0.909 | 0.909 | 0.909 | 0.909 | 0.909
UT | Winter Peak | UT¦Winter Peak | 0.909 | 0.909 | 0.909 | 0.909 | 0.909 | 0.909 | 0.909 | 0.909 | 0.909 | 0.909 | 0.909 | 0.909 | 0.909 | 0.909 | 0.909 | 0.909 | 0.909 | 0.909 | 0.909 | 0.909 | 0.909 | 0.909 | 0.909 | 0.909
VA | Winter | VA¦Winter | 0.91451 | 0.91451 | 0.91451 | 0.91451 | 0.91451 | 0.91451 | 0.91451 | 0.91451 | 0.91451 | 0.91451 | 0.91451 | 0.91451 | 0.91451 | 0.91451 | 0.91451 | 0.91451 | 0.91451 | 0.91451 | 0.91451 | 0.91451 | 0.91451 | 0.91451 | 0.91451 | 0.91451
VA | Spring | VA¦Spring | 0.91451 | 0.91451 | 0.91451 | 0.91451 | 0.91451 | 0.91451 | 0.90821 | 0.91122 | 0.91451 | 0.91451 | 0.91451 | 0.91451 | 0.91451 | 0.91451 | 0.91451 | 0.91451 | 0.91451 | 0.91451 | 0.91451 | 0.91451 | 0.91451 | 0.91451 | 0.91451 | 0.91451
VA | Summer | VA¦Summer | 0.91451 | 0.91451 | 0.91451 | 0.91451 | 0.91451 | 0.91451 | 0.91451 | 0.91451 | 0.91451 | 0.91451 | 0.91451 | 0.91451 | 0.91451 | 0.91451 | 0.91451 | 0.91451 | 0.91451 | 0.91451 | 0.91451 | 0.91451 | 0.91451 | 0.91451 | 0.91451 | 0.91451
VA | Fall | VA¦Fall | 0.91451 | 0.91451 | 0.91451 | 0.91451 | 0.91451 | 0.91451 | 0.91451 | 0.91451 | 0.91451 | 0.91451 | 0.91451 | 0.91451 | 0.91451 | 0.91451 | 0.91451 | 0.91451 | 0.91451 | 0.91451 | 0.91451 | 0.91451 | 0.91451 | 0.91451 | 0.91451 | 0.91451
VA | Summer Peak | VA¦Summer Peak | 0.91451 | 0.91451 | 0.91451 | 0.91451 | 0.91451 | 0.91451 | 0.91451 | 0.91451 | 0.91451 | 0.91451 | 0.91451 | 0.91451 | 0.91451 | 0.91451 | 0.91451 | 0.91451 | 0.91451 | 0.91451 | 0.91451 | 0.91451 | 0.91451 | 0.91451 | 0.91451 | 0.91451
VA | Winter Peak | VA¦Winter Peak | 0.91451 | 0.91451 | 0.91451 | 0.91451 | 0.91451 | 0.91451 | 0.91451 | 0.91451 | 0.91451 | 0.91451 | 0.91451 | 0.91451 | 0.91451 | 0.91451 | 0.91451 | 0.91451 | 0.91451 | 0.91451 | 0.91451 | 0.91451 | 0.91451 | 0.91451 | 0.91451 | 0.91451
VT | Winter | VT¦Winter | 0.909 | 0.909 | 0.909 | 0.909 | 0.909 | 0.909 | 0.909 | 0.909 | 0.909 | 0.909 | 0.909 | 0.909 | 0.909 | 0.909 | 0.909 | 0.909 | 0.909 | 0.909 | 0.909 | 0.909 | 0.909 | 0.909 | 0.909 | 0.909
VT | Spring | VT¦Spring | 0.909 | 0.909 | 0.909 | 0.909 | 0.909 | 0.909 | 0.909 | 0.909 | 0.909 | 0.909 | 0.909 | 0.909 | 0.909 | 0.909 | 0.909 | 0.909 | 0.909 | 0.909 | 0.909 | 0.909 | 0.909 | 0.909 | 0.909 | 0.909
VT | Summer | VT¦Summer | 0.909 | 0.909 | 0.909 | 0.909 | 0.909 | 0.909 | 0.909 | 0.909 | 0.909 | 0.909 | 0.909 | 0.909 | 0.909 | 0.909 | 0.909 | 0.909 | 0.909 | 0.909 | 0.909 | 0.909 | 0.909 | 0.909 | 0.909 | 0.909
VT | Fall | VT¦Fall | 0.909 | 0.909 | 0.909 | 0.909 | 0.909 | 0.909 | 0.909 | 0.909 | 0.909 | 0.909 | 0.909 | 0.909 | 0.909 | 0.909 | 0.909 | 0.909 | 0.909 | 0.909 | 0.909 | 0.909 | 0.909 | 0.909 | 0.909 | 0.909
VT | Summer Peak | VT¦Summer Peak | 0.909 | 0.909 | 0.909 | 0.909 | 0.909 | 0.909 | 0.909 | 0.909 | 0.909 | 0.909 | 0.909 | 0.909 | 0.909 | 0.909 | 0.909 | 0.909 | 0.909 | 0.909 | 0.909 | 0.909 | 0.909 | 0.909 | 0.909 | 0.909
VT | Winter Peak | VT¦Winter Peak | 0.909 | 0.909 | 0.909 | 0.909 | 0.909 | 0.909 | 0.909 | 0.909 | 0.909 | 0.909 | 0.909 | 0.909 | 0.909 | 0.909 | 0.909 | 0.909 | 0.909 | 0.909 | 0.909 | 0.909 | 0.909 | 0.909 | 0.909 | 0.909
WA | Winter | WA¦Winter | 0.89031 | 0.89031 | 0.89031 | 0.89031 | 0.89031 | 0.89031 | 0.89031 | 0.87798 | 0.87917 | 0.87798 | 0.87798 | 0.87798 | 0.87798 | 0.86676 | 0.87387 | 0.89031 | 0.89031 | 0.89031 | 0.89031 | 0.89031 | 0.89031 | 0.89031 | 0.89031 | 0.89031
WA | Spring | WA¦Spring | 0.89031 | 0.89031 | 0.89031 | 0.89031 | 0.89031 | 0.89031 | 0.86299 | 0.83567 | 0.84063 | 0.85372 | 0.85389 | 0.85389 | 0.85692 | 0.84478 | 0.85251 | 0.86906 | 0.89031 | 0.89031 | 0.89031 | 0.89031 | 0.89031 | 0.89031 | 0.89031 | 0.89031
WA | Summer | WA¦Summer | 0.89031 | 0.89031 | 0.89031 | 0.89031 | 0.89031 | 0.88497 | 0.7919 | 0.78401 | 0.82567 | 0.83956 | 0.85291 | 0.85291 | 0.85291 | 0.85024 | 0.85741 | 0.88497 | 0.89031 | 0.89031 | 0.89031 | 0.89031 | 0.89031 | 0.89031 | 0.89031 | 0.89031
WA | Fall | WA¦Fall | 0.89031 | 0.89031 | 0.89031 | 0.89031 | 0.89031 | 0.89031 | 0.8633 | 0.85742 | 0.87327 | 0.88354 | 0.88731 | 0.88601 | 0.88431 | 0.87834 | 0.88265 | 0.88731 | 0.89031 | 0.89031 | 0.89031 | 0.89031 | 0.89031 | 0.89031 | 0.89031 | 0.89031
WA | Summer Peak | WA¦Summer Peak | 0.89031 | 0.89031 | 0.89031 | 0.89031 | 0.89031 | 0.89031 | 0.78346 | 0.8868 | 0.89031 | 0.89031 | 0.89031 | 0.89031 | 0.89031 | 0.89031 | 0.89031 | 0.89031 | 0.89031 | 0.89031 | 0.89031 | 0.89031 | 0.89031 | 0.89031 | 0.89031 | 0.89031
WA | Winter Peak | WA¦Winter Peak | 0.89031 | 0.89031 | 0.89031 | 0.89031 | 0.89031 | 0.89031 | 0.89031 | 0.89031 | 0.89031 | 0.89031 | 0.89031 | 0.89031 | 0.89031 | 0.89031 | 0.89031 | 0.89031 | 0.89031 | 0.89031 | 0.89031 | 0.89031 | 0.89031 | 0.89031 | 0.89031 | 0.89031
WI | Winter | WI¦Winter | 0.97717 | 0.97717 | 0.97717 | 0.97717 | 0.97717 | 0.97717 | 0.97717 | 0.97717 | 0.97717 | 0.97717 | 0.97717 | 0.97717 | 0.97717 | 0.97717 | 0.97717 | 0.97717 | 0.97717 | 0.97717 | 0.97717 | 0.97717 | 0.97717 | 0.97717 | 0.97717 | 0.97717
WI | Spring | WI¦Spring | 0.97427 | 0.97717 | 0.97717 | 0.97717 | 0.97717 | 0.97717 | 0.97717 | 0.97717 | 0.97717 | 0.97717 | 0.97717 | 0.97717 | 0.97717 | 0.97717 | 0.97717 | 0.97717 | 0.97717 | 0.97717 | 0.97717 | 0.97717 | 0.97717 | 0.97717 | 0.97717 | 0.97717
WI | Summer | WI¦Summer | 0.97717 | 0.97717 | 0.97717 | 0.97717 | 0.97717 | 0.96544 | 0.9713 | 0.97717 | 0.97717 | 0.97717 | 0.97717 | 0.97717 | 0.97717 | 0.97717 | 0.97717 | 0.97717 | 0.97717 | 0.97717 | 0.97717 | 0.97717 | 0.97717 | 0.97717 | 0.97717 | 0.97717
WI | Fall | WI¦Fall | 0.97717 | 0.97717 | 0.97717 | 0.97717 | 0.97717 | 0.96971 | 0.97468 | 0.97717 | 0.97717 | 0.97717 | 0.97717 | 0.97717 | 0.97717 | 0.97717 | 0.97717 | 0.97717 | 0.97717 | 0.97717 | 0.97717 | 0.97717 | 0.97717 | 0.97717 | 0.97717 | 0.97717
WI | Summer Peak | WI¦Summer Peak | 0.97717 | 0.97717 | 0.97717 | 0.97717 | 0.97717 | 0.97717 | 0.97717 | 0.97717 | 0.97717 | 0.97717 | 0.97717 | 0.97717 | 0.97717 | 0.97717 | 0.97717 | 0.97717 | 0.97717 | 0.97717 | 0.97717 | 0.97717 | 0.97717 | 0.97717 | 0.97717 | 0.97717
WI | Winter Peak | WI¦Winter Peak | 0.97717 | 0.97717 | 0.97717 | 0.97717 | 0.97717 | 0.97717 | 0.97717 | 0.97717 | 0.97717 | 0.97717 | 0.97717 | 0.97717 | 0.97717 | 0.97717 | 0.97717 | 0.97717 | 0.97717 | 0.97717 | 0.97717 | 0.97717 | 0.97717 | 0.97717 | 0.97717 | 0.97717
WV | Winter | WV¦Winter | 0.909 | 0.909 | 0.909 | 0.909 | 0.909 | 0.909 | 0.909 | 0.909 | 0.909 | 0.909 | 0.909 | 0.909 | 0.909 | 0.909 | 0.909 | 0.909 | 0.909 | 0.909 | 0.909 | 0.909 | 0.909 | 0.909 | 0.909 | 0.909
WV | Spring | WV¦Spring | 0.909 | 0.909 | 0.909 | 0.909 | 0.909 | 0.909 | 0.909 | 0.909 | 0.909 | 0.909 | 0.909 | 0.909 | 0.909 | 0.909 | 0.909 | 0.909 | 0.909 | 0.909 | 0.909 | 0.909 | 0.909 | 0.909 | 0.909 | 0.909
WV | Summer | WV¦Summer | 0.909 | 0.909 | 0.909 | 0.909 | 0.909 | 0.909 | 0.909 | 0.909 | 0.909 | 0.909 | 0.909 | 0.909 | 0.909 | 0.909 | 0.909 | 0.909 | 0.909 | 0.909 | 0.909 | 0.909 | 0.909 | 0.909 | 0.909 | 0.909
WV | Fall | WV¦Fall | 0.909 | 0.909 | 0.909 | 0.909 | 0.909 | 0.909 | 0.909 | 0.909 | 0.909 | 0.909 | 0.909 | 0.909 | 0.909 | 0.909 | 0.909 | 0.909 | 0.909 | 0.909 | 0.909 | 0.909 | 0.909 | 0.909 | 0.909 | 0.909
WV | Summer Peak | WV¦Summer Peak | 0.909 | 0.909 | 0.909 | 0.909 | 0.909 | 0.909 | 0.909 | 0.909 | 0.909 | 0.909 | 0.909 | 0.909 | 0.909 | 0.909 | 0.909 | 0.909 | 0.909 | 0.909 | 0.909 | 0.909 | 0.909 | 0.909 | 0.909 | 0.909
WV | Winter Peak | WV¦Winter Peak | 0.909 | 0.909 | 0.909 | 0.909 | 0.909 | 0.909 | 0.909 | 0.909 | 0.909 | 0.909 | 0.909 | 0.909 | 0.909 | 0.909 | 0.909 | 0.909 | 0.909 | 0.909 | 0.909 | 0.909 | 0.909 | 0.909 | 0.909 | 0.909
WY | Winter | WY¦Winter | 0.909 | 0.909 | 0.909 | 0.909 | 0.909 | 0.909 | 0.909 | 0.909 | 0.909 | 0.909 | 0.909 | 0.909 | 0.909 | 0.909 | 0.909 | 0.909 | 0.909 | 0.909 | 0.909 | 0.909 | 0.909 | 0.909 | 0.909 | 0.909
WY | Spring | WY¦Spring | 0.909 | 0.909 | 0.909 | 0.909 | 0.909 | 0.909 | 0.909 | 0.909 | 0.909 | 0.909 | 0.909 | 0.909 | 0.909 | 0.909 | 0.909 | 0.909 | 0.909 | 0.909 | 0.909 | 0.909 | 0.909 | 0.909 | 0.909 | 0.909
WY | Summer | WY¦Summer | 0.909 | 0.909 | 0.909 | 0.909 | 0.909 | 0.909 | 0.909 | 0.909 | 0.909 | 0.909 | 0.909 | 0.909 | 0.909 | 0.909 | 0.909 | 0.909 | 0.909 | 0.909 | 0.909 | 0.909 | 0.909 | 0.909 | 0.909 | 0.909
WY | Fall | WY¦Fall | 0.909 | 0.909 | 0.909 | 0.909 | 0.909 | 0.909 | 0.909 | 0.909 | 0.909 | 0.909 | 0.909 | 0.909 | 0.909 | 0.909 | 0.909 | 0.909 | 0.909 | 0.909 | 0.909 | 0.909 | 0.909 | 0.909 | 0.909 | 0.909
WY | Summer Peak | WY¦Summer Peak | 0.909 | 0.909 | 0.909 | 0.909 | 0.909 | 0.909 | 0.909 | 0.909 | 0.909 | 0.909 | 0.909 | 0.909 | 0.909 | 0.909 | 0.909 | 0.909 | 0.909 | 0.909 | 0.909 | 0.909 | 0.909 | 0.909 | 0.909 | 0.909
WY | Winter Peak | WY¦Winter Peak | 0.909 | 0.909 | 0.909 | 0.909 | 0.909 | 0.909 | 0.909 | 0.909 | 0.909 | 0.909 | 0.909 | 0.909 | 0.909 | 0.909 | 0.909 | 0.909 | 0.909 | 0.909 | 0.909 | 0.909 | 0.909 | 0.909 | 0.909 | 0.909

## Src_VRE
Src_VRE
Deployed VRE ELCCAfR grids (onshore wind, solar pv, solar thermal, offshore wind), verbatim — Robbie's P30 pinned-peak-day builder output. This workbook passes them through unchanged; it does not re-derive them.
Provenance: state-eps-data-repository @ 3599b4df1a + uncommitted working-tree edits (the recalibration itself), read 2026-08-31.
state | tech file slug | slice | key state¦slug¦slice | Hour0 | Hour1 | Hour2 | Hour3 | Hour4 | Hour5 | Hour6 | Hour7 | Hour8 | Hour9 | Hour10 | Hour11 | Hour12 | Hour13 | Hour14 | Hour15 | Hour16 | Hour17 | Hour18 | Hour19 | Hour20 | Hour21 | Hour22 | Hour23
AL | onshore-wind | onshore wind | Winter | AL¦onshore wind¦Winter | 1 | 1 | 1 | 1 | 1 | 1 | 1 | 1 | 1 | 1 | 1 | 1 | 1 | 1 | 1 | 1 | 1 | 1 | 1 | 1 | 1 | 1 | 1 | 1
AL | onshore-wind | onshore wind | Spring | AL¦onshore wind¦Spring | 1 | 1 | 1 | 1 | 1 | 1 | 1 | 1 | 1 | 1 | 1 | 1 | 1 | 1 | 1 | 1 | 1 | 1 | 1 | 1 | 1 | 1 | 1 | 1
AL | onshore-wind | onshore wind | Summer | AL¦onshore wind¦Summer | 1 | 1 | 1 | 1 | 1 | 1 | 1 | 1 | 1 | 1 | 1 | 1 | 1 | 1 | 1 | 1 | 1 | 1 | 1 | 1 | 1 | 1 | 1 | 1
AL | onshore-wind | onshore wind | Fall | AL¦onshore wind¦Fall | 1 | 1 | 1 | 1 | 1 | 1 | 1 | 1 | 1 | 1 | 1 | 1 | 1 | 1 | 1 | 1 | 1 | 1 | 1 | 1 | 1 | 1 | 1 | 1
AL | onshore-wind | onshore wind | Summer Peak | AL¦onshore wind¦Summer Peak | 0.9213 | 0.928 | 0.9529 | 0.9494 | 0.9344 | 0.9422 | 0.9618 | 0.916 | 0.817 | 0.7732 | 0.7672 | 0.7559 | 0.6911 | 0.7569 | 0.8218 | 0.8394 | 0.8623 | 0.8938 | 0.9103 | 0.9335 | 0.929 | 0.9536 | 0.9761 | 0.9895
AL | onshore-wind | onshore wind | Winter Peak | AL¦onshore wind¦Winter Peak | 0.8839 | 0.8569 | 0.8389 | 0.8246 | 0.8097 | 0.7799 | 0.7956 | 0.8067 | 0.8546 | 0.8916 | 0.9459 | 0.9592 | 0.972 | 0.9603 | 0.8889 | 0.8507 | 0.9267 | 0.8877 | 0.8751 | 0.8409 | 0.8108 | 0.8073 | 0.7985 | 0.7899
AL | solar-pv | solar pv | Winter | AL¦solar pv¦Winter | 1 | 1 | 1 | 1 | 1 | 1 | 1 | 1 | 1 | 1 | 1 | 1 | 1 | 1 | 1 | 1 | 1 | 1 | 1 | 1 | 1 | 1 | 1 | 1
AL | solar-pv | solar pv | Spring | AL¦solar pv¦Spring | 1 | 1 | 1 | 1 | 1 | 1 | 1 | 1 | 1 | 1 | 1 | 1 | 1 | 1 | 1 | 1 | 1 | 1 | 1 | 1 | 1 | 1 | 1 | 1
AL | solar-pv | solar pv | Summer | AL¦solar pv¦Summer | 1 | 1 | 1 | 1 | 1 | 1 | 1 | 1 | 1 | 1 | 1 | 1 | 1 | 1 | 1 | 1 | 1 | 1 | 1 | 1 | 1 | 1 | 1 | 1
AL | solar-pv | solar pv | Fall | AL¦solar pv¦Fall | 1 | 1 | 1 | 1 | 1 | 1 | 1 | 1 | 1 | 1 | 1 | 1 | 1 | 1 | 1 | 1 | 1 | 1 | 1 | 1 | 1 | 1 | 1 | 1
AL | solar-pv | solar pv | Summer Peak | AL¦solar pv¦Summer Peak | 1 | 1 | 1 | 1 | 0.233 | 0.728 | 0.8801 | 0.9252 | 0.9471 | 0.95 | 0.971 | 0.9739 | 0.9701 | 0.9658 | 0.9631 | 0.9674 | 0.9411 | 0.9547 | 0.942 | 0.8796 | 0.7914 | 0.792 | 1 | 1
AL | solar-pv | solar pv | Winter Peak | AL¦solar pv¦Winter Peak | 1 | 1 | 1 | 1 | 1 | 1 | 1 | 0.9182 | 0.8898 | 0.8779 | 0.8809 | 0.9029 | 0.932 | 0.927 | 0.8971 | 0.8721 | 0.8442 | 0.8612 | 0.69 | 0.02 | 1 | 1 | 1 | 1
AL | solar-thermal | solar thermal | Winter | AL¦solar thermal¦Winter | 1 | 1 | 1 | 1 | 1 | 1 | 1 | 1 | 1 | 1 | 1 | 1 | 1 | 1 | 1 | 1 | 1 | 1 | 1 | 1 | 1 | 1 | 1 | 1
AL | solar-thermal | solar thermal | Spring | AL¦solar thermal¦Spring | 1 | 1 | 1 | 1 | 1 | 1 | 1 | 1 | 1 | 1 | 1 | 1 | 1 | 1 | 1 | 1 | 1 | 1 | 1 | 1 | 1 | 1 | 1 | 1
AL | solar-thermal | solar thermal | Summer | AL¦solar thermal¦Summer | 1 | 1 | 1 | 1 | 1 | 1 | 1 | 1 | 1 | 1 | 1 | 1 | 1 | 1 | 1 | 1 | 1 | 1 | 1 | 1 | 1 | 1 | 1 | 1
AL | solar-thermal | solar thermal | Fall | AL¦solar thermal¦Fall | 1 | 1 | 1 | 1 | 1 | 1 | 1 | 1 | 1 | 1 | 1 | 1 | 1 | 1 | 1 | 1 | 1 | 1 | 1 | 1 | 1 | 1 | 1 | 1
AL | solar-thermal | solar thermal | Summer Peak | AL¦solar thermal¦Summer Peak | 1 | 1 | 1 | 1 | 1 | 1 | 1 | 0 | 0.8639 | 1 | 1 | 0.9716 | 0.9672 | 1 | 1 | 1 | 1 | 1 | 1 | 0.9313 | 0.7022 | 1 | 1 | 1
AL | solar-thermal | solar thermal | Winter Peak | AL¦solar thermal¦Winter Peak | 1 | 1 | 1 | 1 | 1 | 1 | 1 | 1 | 1 | 0.2419 | 0.9532 | 0.8804 | 0.9782 | 0.9895 | 0.9927 | 1 | 1 | 1 | 0.8902 | 0 | 1 | 1 | 1 | 1
AL | offshore-wind | offshore wind | Winter | AL¦offshore wind¦Winter | 1 | 1 | 1 | 1 | 1 | 1 | 1 | 1 | 1 | 1 | 1 | 1 | 1 | 1 | 1 | 1 | 1 | 1 | 1 | 1 | 1 | 1 | 1 | 1
AL | offshore-wind | offshore wind | Spring | AL¦offshore wind¦Spring | 1 | 1 | 1 | 1 | 1 | 1 | 1 | 1 | 1 | 1 | 1 | 1 | 1 | 1 | 1 | 1 | 1 | 1 | 1 | 1 | 1 | 1 | 1 | 1
AL | offshore-wind | offshore wind | Summer | AL¦offshore wind¦Summer | 1 | 1 | 1 | 1 | 1 | 1 | 1 | 1 | 1 | 1 | 1 | 1 | 1 | 1 | 1 | 1 | 1 | 1 | 1 | 1 | 1 | 1 | 1 | 1
AL | offshore-wind | offshore wind | Fall | AL¦offshore wind¦Fall | 1 | 1 | 1 | 1 | 1 | 1 | 1 | 1 | 1 | 1 | 1 | 1 | 1 | 1 | 1 | 1 | 1 | 1 | 1 | 1 | 1 | 1 | 1 | 1
AL | offshore-wind | offshore wind | Summer Peak | AL¦offshore wind¦Summer Peak | 0.4081 | 0.4239 | 0.4576 | 0.5032 | 0.5365 | 0.594 | 0.6193 | 0.6886 | 0.7348 | 0.8435 | 0.782 | 0.7465 | 0.6369 | 0.6086 | 0.6434 | 0.6927 | 0.7145 | 0.7507 | 0.7249 | 0.6605 | 0.6914 | 0.6308 | 0.6343 | 0.6439
AL | offshore-wind | offshore wind | Winter Peak | AL¦offshore wind¦Winter Peak | 0.9531 | 0.9503 | 0.9554 | 0.9668 | 1 | 1 | 1 | 0.9921 | 0.9015 | 0.7978 | 0.7188 | 0.673 | 0.6086 | 0.5801 | 0.588 | 0.6102 | 0.6184 | 0.6091 | 0.6288 | 0.7289 | 0.8472 | 0.9222 | 0.8695 | 0.8054
AR | onshore-wind | onshore wind | Winter | AR¦onshore wind¦Winter | 1 | 1 | 1 | 1 | 1 | 1 | 1 | 1 | 1 | 1 | 1 | 1 | 1 | 1 | 1 | 1 | 1 | 1 | 1 | 1 | 1 | 1 | 1 | 1
AR | onshore-wind | onshore wind | Spring | AR¦onshore wind¦Spring | 1 | 1 | 1 | 1 | 1 | 1 | 1 | 1 | 1 | 1 | 1 | 1 | 1 | 1 | 1 | 1 | 1 | 1 | 1 | 1 | 1 | 1 | 1 | 1
AR | onshore-wind | onshore wind | Summer | AR¦onshore wind¦Summer | 1 | 1 | 1 | 1 | 1 | 1 | 1 | 1 | 1 | 1 | 1 | 1 | 1 | 1 | 1 | 1 | 1 | 1 | 1 | 1 | 1 | 1 | 1 | 1
AR | onshore-wind | onshore wind | Fall | AR¦onshore wind¦Fall | 1 | 1 | 1 | 1 | 1 | 1 | 1 | 1 | 1 | 1 | 1 | 1 | 1 | 1 | 1 | 1 | 1 | 1 | 1 | 1 | 1 | 1 | 1 | 1
AR | onshore-wind | onshore wind | Summer Peak | AR¦onshore wind¦Summer Peak | 0.5616 | 0.4872 | 0.4732 | 0.4863 | 0.4535 | 0.4841 | 0.3661 | 0.2658 | 0.1767 | 0.2325 | 0.16 | 0.2178 | 0.3453 | 0.5095 | 0.4054 | 0.3128 | 0.3555 | 0.3859 | 0.4367 | 0.4626 | 0.4703 | 0.5393 | 0.622 | 0.627
AR | onshore-wind | onshore wind | Winter Peak | AR¦onshore wind¦Winter Peak | 0.6207 | 0.6678 | 0.7061 | 0.7515 | 0.7632 | 0.7765 | 0.745 | 0.6121 | 0.466 | 0.2721 | 0.2681 | 0.2277 | 0.1957 | 0.1815 | 0.1693 | 0.2374 | 0.4103 | 0.482 | 0.5194 | 0.5871 | 0.6381 | 0.6002 | 0.6487 | 0.7172
AR | solar-pv | solar pv | Winter | AR¦solar pv¦Winter | 1 | 1 | 1 | 1 | 1 | 1 | 1 | 1 | 1 | 1 | 1 | 1 | 1 | 1 | 1 | 1 | 1 | 1 | 1 | 1 | 1 | 1 | 1 | 1
AR | solar-pv | solar pv | Spring | AR¦solar pv¦Spring | 1 | 1 | 1 | 1 | 1 | 1 | 1 | 1 | 1 | 1 | 1 | 1 | 1 | 1 | 1 | 1 | 1 | 1 | 1 | 1 | 1 | 1 | 1 | 1
AR | solar-pv | solar pv | Summer | AR¦solar pv¦Summer | 1 | 1 | 1 | 1 | 1 | 1 | 1 | 1 | 1 | 1 | 1 | 1 | 1 | 1 | 1 | 1 | 1 | 1 | 1 | 1 | 1 | 1 | 1 | 1
AR | solar-pv | solar pv | Fall | AR¦solar pv¦Fall | 1 | 1 | 1 | 1 | 1 | 1 | 1 | 1 | 1 | 1 | 1 | 1 | 1 | 1 | 1 | 1 | 1 | 1 | 1 | 1 | 1 | 1 | 1 | 1
AR | solar-pv | solar pv | Summer Peak | AR¦solar pv¦Summer Peak | 1 | 1 | 1 | 1 | 1 | 0.5773 | 0.7882 | 0.8957 | 0.9562 | 0.9599 | 0.9796 | 0.9855 | 0.9572 | 0.9402 | 0.8745 | 0.84 | 0.8683 | 0.7285 | 0 | 1 | 1 | 1 | 1 | 1
AR | solar-pv | solar pv | Winter Peak | AR¦solar pv¦Winter Peak | 1 | 1 | 1 | 1 | 1 | 1 | 1 | 0.5962 | 0.6469 | 0.7412 | 0.8197 | 0.7867 | 0.7681 | 0.7236 | 0.6289 | 0.6314 | 0.0253 | 1 | 1 | 1 | 1 | 1 | 1 | 1
AR | solar-thermal | solar thermal | Winter | AR¦solar thermal¦Winter | 1 | 1 | 1 | 1 | 1 | 1 | 1 | 1 | 1 | 1 | 1 | 1 | 1 | 1 | 1 | 1 | 1 | 1 | 1 | 1 | 1 | 1 | 1 | 1
AR | solar-thermal | solar thermal | Spring | AR¦solar thermal¦Spring | 1 | 1 | 1 | 1 | 1 | 1 | 1 | 1 | 1 | 1 | 1 | 1 | 1 | 1 | 1 | 1 | 1 | 1 | 1 | 1 | 1 | 1 | 1 | 1
AR | solar-thermal | solar thermal | Summer | AR¦solar thermal¦Summer | 1 | 1 | 1 | 1 | 1 | 1 | 1 | 1 | 1 | 1 | 1 | 1 | 1 | 1 | 1 | 1 | 1 | 1 | 1 | 1 | 1 | 1 | 1 | 1
AR | solar-thermal | solar thermal | Fall | AR¦solar thermal¦Fall | 1 | 1 | 1 | 1 | 1 | 1 | 1 | 1 | 1 | 1 | 1 | 1 | 1 | 1 | 1 | 1 | 1 | 1 | 1 | 1 | 1 | 1 | 1 | 1
AR | solar-thermal | solar thermal | Summer Peak | AR¦solar thermal¦Summer Peak | 1 | 1 | 1 | 1 | 1 | 1 | 1 | 0 | 0.8639 | 1 | 1 | 0.9716 | 0.9672 | 1 | 1 | 1 | 1 | 1 | 1 | 0.9313 | 0.7022 | 1 | 1 | 1
AR | solar-thermal | solar thermal | Winter Peak | AR¦solar thermal¦Winter Peak | 1 | 1 | 1 | 1 | 1 | 1 | 1 | 1 | 1 | 0.2419 | 0.9532 | 0.8804 | 0.9782 | 0.9895 | 0.9927 | 1 | 1 | 1 | 0.8902 | 0 | 1 | 1 | 1 | 1
AR | offshore-wind | offshore wind | Winter | AR¦offshore wind¦Winter | 1 | 1 | 1 | 1 | 1 | 1 | 1 | 1 | 1 | 1 | 1 | 1 | 1 | 1 | 1 | 1 | 1 | 1 | 1 | 1 | 1 | 1 | 1 | 1
AR | offshore-wind | offshore wind | Spring | AR¦offshore wind¦Spring | 1 | 1 | 1 | 1 | 1 | 1 | 1 | 1 | 1 | 1 | 1 | 1 | 1 | 1 | 1 | 1 | 1 | 1 | 1 | 1 | 1 | 1 | 1 | 1
AR | offshore-wind | offshore wind | Summer | AR¦offshore wind¦Summer | 1 | 1 | 1 | 1 | 1 | 1 | 1 | 1 | 1 | 1 | 1 | 1 | 1 | 1 | 1 | 1 | 1 | 1 | 1 | 1 | 1 | 1 | 1 | 1
AR | offshore-wind | offshore wind | Fall | AR¦offshore wind¦Fall | 1 | 1 | 1 | 1 | 1 | 1 | 1 | 1 | 1 | 1 | 1 | 1 | 1 | 1 | 1 | 1 | 1 | 1 | 1 | 1 | 1 | 1 | 1 | 1
AR | offshore-wind | offshore wind | Summer Peak | AR¦offshore wind¦Summer Peak | 0.4081 | 0.4239 | 0.4576 | 0.5032 | 0.5365 | 0.594 | 0.6193 | 0.6886 | 0.7348 | 0.8435 | 0.782 | 0.7465 | 0.6369 | 0.6086 | 0.6434 | 0.6927 | 0.7145 | 0.7507 | 0.7249 | 0.6605 | 0.6914 | 0.6308 | 0.6343 | 0.6439
AR | offshore-wind | offshore wind | Winter Peak | AR¦offshore wind¦Winter Peak | 0.9531 | 0.9503 | 0.9554 | 0.9668 | 1 | 1 | 1 | 0.9921 | 0.9015 | 0.7978 | 0.7188 | 0.673 | 0.6086 | 0.5801 | 0.588 | 0.6102 | 0.6184 | 0.6091 | 0.6288 | 0.7289 | 0.8472 | 0.9222 | 0.8695 | 0.8054
AZ | onshore-wind | onshore wind | Winter | AZ¦onshore wind¦Winter | 1 | 1 | 1 | 1 | 1 | 1 | 1 | 1 | 1 | 1 | 1 | 1 | 1 | 1 | 1 | 1 | 1 | 1 | 1 | 1 | 1 | 1 | 1 | 1
AZ | onshore-wind | onshore wind | Spring | AZ¦onshore wind¦Spring | 1 | 1 | 1 | 1 | 1 | 1 | 1 | 1 | 1 | 1 | 1 | 1 | 1 | 1 | 1 | 1 | 1 | 1 | 1 | 1 | 1 | 1 | 1 | 1
AZ | onshore-wind | onshore wind | Summer | AZ¦onshore wind¦Summer | 1 | 1 | 1 | 1 | 1 | 1 | 1 | 1 | 1 | 1 | 1 | 1 | 1 | 1 | 1 | 1 | 1 | 1 | 1 | 1 | 1 | 1 | 1 | 1
AZ | onshore-wind | onshore wind | Fall | AZ¦onshore wind¦Fall | 1 | 1 | 1 | 1 | 1 | 1 | 1 | 1 | 1 | 1 | 1 | 1 | 1 | 1 | 1 | 1 | 1 | 1 | 1 | 1 | 1 | 1 | 1 | 1
AZ | onshore-wind | onshore wind | Summer Peak | AZ¦onshore wind¦Summer Peak | 0.2799 | 0.3032 | 0.2742 | 0.3637 | 0.3106 | 0.2435 | 0.2972 | 0.232 | 0.3157 | 0.4107 | 0.4199 | 0.4694 | 0.4628 | 0.5242 | 0.5123 | 0.4262 | 0.3291 | 0.5029 | 0.5656 | 0.5694 | 0.5893 | 0.5268 | 0.4321 | 0.2717
AZ | onshore-wind | onshore wind | Winter Peak | AZ¦onshore wind¦Winter Peak | 0.5183 | 0.5687 | 0.5893 | 0.6527 | 0.6875 | 0.6937 | 0.7298 | 0.7493 | 0.4395 | 0.5009 | 0.5854 | 0.5991 | 0.5703 | 0.3565 | 0.4783 | 0.7319 | 0.6682 | 0.6855 | 0.6497 | 0.6772 | 0.6491 | 0.6053 | 0.6065 | 0.5721
AZ | solar-pv | solar pv | Winter | AZ¦solar pv¦Winter | 1 | 1 | 1 | 1 | 1 | 1 | 1 | 1 | 1 | 1 | 1 | 1 | 1 | 1 | 1 | 1 | 1 | 1 | 1 | 1 | 1 | 1 | 1 | 1
AZ | solar-pv | solar pv | Spring | AZ¦solar pv¦Spring | 1 | 1 | 1 | 1 | 1 | 1 | 1 | 1 | 1 | 1 | 1 | 1 | 1 | 1 | 1 | 1 | 1 | 1 | 1 | 1 | 1 | 1 | 1 | 1
AZ | solar-pv | solar pv | Summer | AZ¦solar pv¦Summer | 1 | 1 | 1 | 1 | 1 | 1 | 1 | 1 | 1 | 1 | 1 | 1 | 1 | 1 | 1 | 1 | 1 | 1 | 1 | 1 | 1 | 1 | 1 | 1
AZ | solar-pv | solar pv | Fall | AZ¦solar pv¦Fall | 1 | 1 | 1 | 1 | 1 | 1 | 1 | 1 | 1 | 1 | 1 | 1 | 1 | 1 | 1 | 1 | 1 | 1 | 1 | 1 | 1 | 1 | 1 | 1
AZ | solar-pv | solar pv | Summer Peak | AZ¦solar pv¦Summer Peak | 1 | 1 | 1 | 1 | 1 | 0.0854 | 0.862 | 0.8418 | 0.9425 | 0.891 | 0.8943 | 0.9425 | 0.9027 | 0.9356 | 0.9398 | 0.8928 | 0.9284 | 0.9653 | 0.3175 | 1 | 1 | 1 | 1 | 1
AZ | solar-pv | solar pv | Winter Peak | AZ¦solar pv¦Winter Peak | 1 | 1 | 1 | 1 | 1 | 1 | 1 | 0.8896 | 0.9726 | 0.9721 | 0.9709 | 0.9504 | 0.9661 | 0.9758 | 0.9825 | 0.9459 | 0.5863 | 0 | 1 | 1 | 1 | 1 | 1 | 1
AZ | solar-thermal | solar thermal | Winter | AZ¦solar thermal¦Winter | 1 | 1 | 1 | 1 | 1 | 1 | 1 | 1 | 1 | 1 | 1 | 1 | 1 | 1 | 1 | 1 | 1 | 1 | 1 | 1 | 1 | 1 | 1 | 1
AZ | solar-thermal | solar thermal | Spring | AZ¦solar thermal¦Spring | 1 | 1 | 1 | 1 | 1 | 1 | 1 | 1 | 1 | 1 | 1 | 1 | 1 | 1 | 1 | 1 | 1 | 1 | 1 | 1 | 1 | 1 | 1 | 1
AZ | solar-thermal | solar thermal | Summer | AZ¦solar thermal¦Summer | 1 | 1 | 1 | 1 | 1 | 1 | 1 | 1 | 1 | 1 | 1 | 1 | 1 | 1 | 1 | 1 | 1 | 1 | 1 | 1 | 1 | 1 | 1 | 1
AZ | solar-thermal | solar thermal | Fall | AZ¦solar thermal¦Fall | 1 | 1 | 1 | 1 | 1 | 1 | 1 | 1 | 1 | 1 | 1 | 1 | 1 | 1 | 1 | 1 | 1 | 1 | 1 | 1 | 1 | 1 | 1 | 1
AZ | solar-thermal | solar thermal | Summer Peak | AZ¦solar thermal¦Summer Peak | 1 | 1 | 1 | 1 | 1 | 1 | 1 | 0 | 0.8639 | 1 | 1 | 0.9716 | 0.9672 | 1 | 1 | 1 | 1 | 1 | 1 | 0.9313 | 0.7022 | 1 | 1 | 1
AZ | solar-thermal | solar thermal | Winter Peak | AZ¦solar thermal¦Winter Peak | 1 | 1 | 1 | 1 | 1 | 1 | 1 | 1 | 1 | 0.2419 | 0.9532 | 0.8804 | 0.9782 | 0.9895 | 0.9927 | 1 | 1 | 1 | 0.8902 | 0 | 1 | 1 | 1 | 1
AZ | offshore-wind | offshore wind | Winter | AZ¦offshore wind¦Winter | 1 | 1 | 1 | 1 | 1 | 1 | 1 | 1 | 1 | 1 | 1 | 1 | 1 | 1 | 1 | 1 | 1 | 1 | 1 | 1 | 1 | 1 | 1 | 1
AZ | offshore-wind | offshore wind | Spring | AZ¦offshore wind¦Spring | 1 | 1 | 1 | 1 | 1 | 1 | 1 | 1 | 1 | 1 | 1 | 1 | 1 | 1 | 1 | 1 | 1 | 1 | 1 | 1 | 1 | 1 | 1 | 1
AZ | offshore-wind | offshore wind | Summer | AZ¦offshore wind¦Summer | 1 | 1 | 1 | 1 | 1 | 1 | 1 | 1 | 1 | 1 | 1 | 1 | 1 | 1 | 1 | 1 | 1 | 1 | 1 | 1 | 1 | 1 | 1 | 1
AZ | offshore-wind | offshore wind | Fall | AZ¦offshore wind¦Fall | 1 | 1 | 1 | 1 | 1 | 1 | 1 | 1 | 1 | 1 | 1 | 1 | 1 | 1 | 1 | 1 | 1 | 1 | 1 | 1 | 1 | 1 | 1 | 1
AZ | offshore-wind | offshore wind | Summer Peak | AZ¦offshore wind¦Summer Peak | 0.4081 | 0.4239 | 0.4576 | 0.5032 | 0.5365 | 0.594 | 0.6193 | 0.6886 | 0.7348 | 0.8435 | 0.782 | 0.7465 | 0.6369 | 0.6086 | 0.6434 | 0.6927 | 0.7145 | 0.7507 | 0.7249 | 0.6605 | 0.6914 | 0.6308 | 0.6343 | 0.6439
AZ | offshore-wind | offshore wind | Winter Peak | AZ¦offshore wind¦Winter Peak | 0.9531 | 0.9503 | 0.9554 | 0.9668 | 1 | 1 | 1 | 0.9921 | 0.9015 | 0.7978 | 0.7188 | 0.673 | 0.6086 | 0.5801 | 0.588 | 0.6102 | 0.6184 | 0.6091 | 0.6288 | 0.7289 | 0.8472 | 0.9222 | 0.8695 | 0.8054
CA | onshore-wind | onshore wind | Winter | CA¦onshore wind¦Winter | 1 | 1 | 1 | 1 | 1 | 1 | 1 | 1 | 1 | 1 | 1 | 1 | 1 | 1 | 1 | 1 | 1 | 1 | 1 | 1 | 1 | 1 | 1 | 1
CA | onshore-wind | onshore wind | Spring | CA¦onshore wind¦Spring | 1 | 1 | 1 | 1 | 1 | 1 | 1 | 1 | 1 | 1 | 1 | 1 | 1 | 1 | 1 | 1 | 1 | 1 | 1 | 1 | 1 | 1 | 1 | 1
CA | onshore-wind | onshore wind | Summer | CA¦onshore wind¦Summer | 1 | 1 | 1 | 1 | 1 | 1 | 1 | 1 | 1 | 1 | 1 | 1 | 1 | 1 | 1 | 1 | 1 | 1 | 1 | 1 | 1 | 1 | 1 | 1
CA | onshore-wind | onshore wind | Fall | CA¦onshore wind¦Fall | 1 | 1 | 1 | 1 | 1 | 1 | 1 | 1 | 1 | 1 | 1 | 1 | 1 | 1 | 1 | 1 | 1 | 1 | 1 | 1 | 1 | 1 | 1 | 1
CA | onshore-wind | onshore wind | Summer Peak | CA¦onshore wind¦Summer Peak | 0.8444 | 0.8152 | 0.7911 | 0.7884 | 0.7245 | 0.6739 | 0.62 | 0.5457 | 0.4208 | 0.4066 | 0.496 | 0.5541 | 0.6002 | 0.71 | 0.7873 | 0.7244 | 0.7957 | 0.9145 | 0.9296 | 0.8913 | 0.8913 | 0.8962 | 0.8616 | 0.8213
CA | onshore-wind | onshore wind | Winter Peak | CA¦onshore wind¦Winter Peak | 0.3101 | 0.336 | 0.4396 | 0.5707 | 0.5905 | 0.6546 | 0.6589 | 0.6486 | 0.5961 | 0.5192 | 0.5047 | 0.4832 | 0.4422 | 0.4917 | 0.4749 | 0.4114 | 0.4261 | 0.4748 | 0.4967 | 0.4922 | 0.471 | 0.4057 | 0.3527 | 0.3578
CA | solar-pv | solar pv | Winter | CA¦solar pv¦Winter | 1 | 1 | 1 | 1 | 1 | 1 | 1 | 1 | 1 | 1 | 1 | 1 | 1 | 1 | 1 | 1 | 1 | 1 | 1 | 1 | 1 | 1 | 1 | 1
CA | solar-pv | solar pv | Spring | CA¦solar pv¦Spring | 1 | 1 | 1 | 1 | 1 | 1 | 1 | 1 | 1 | 1 | 1 | 1 | 1 | 1 | 1 | 1 | 1 | 1 | 1 | 1 | 1 | 1 | 1 | 1
CA | solar-pv | solar pv | Summer | CA¦solar pv¦Summer | 1 | 1 | 1 | 1 | 1 | 1 | 1 | 1 | 1 | 1 | 1 | 1 | 1 | 1 | 1 | 1 | 1 | 1 | 1 | 1 | 1 | 1 | 1 | 1
CA | solar-pv | solar pv | Fall | CA¦solar pv¦Fall | 1 | 1 | 1 | 1 | 1 | 1 | 1 | 1 | 1 | 1 | 1 | 1 | 1 | 1 | 1 | 1 | 1 | 1 | 1 | 1 | 1 | 1 | 1 | 1
CA | solar-pv | solar pv | Summer Peak | CA¦solar pv¦Summer Peak | 1 | 1 | 1 | 1 | 0.5985 | 0.8933 | 0.9444 | 0.9577 | 0.9744 | 0.9789 | 0.993 | 0.9567 | 0.9427 | 0.9139 | 0.8893 | 0.89 | 0.841 | 0.7035 | 1 | 1 | 1 | 1 | 1 | 1
CA | solar-pv | solar pv | Winter Peak | CA¦solar pv¦Winter Peak | 1 | 1 | 1 | 1 | 1 | 1 | 0.0769 | 0.9309 | 0.9771 | 0.9727 | 0.9723 | 0.9805 | 0.9779 | 0.9803 | 1 | 0.8779 | 1 | 1 | 1 | 1 | 1 | 1 | 1 | 1
CA | solar-thermal | solar thermal | Winter | CA¦solar thermal¦Winter | 1 | 1 | 1 | 1 | 1 | 1 | 1 | 1 | 1 | 1 | 1 | 1 | 1 | 1 | 1 | 1 | 1 | 1 | 1 | 1 | 1 | 1 | 1 | 1
CA | solar-thermal | solar thermal | Spring | CA¦solar thermal¦Spring | 1 | 1 | 1 | 1 | 1 | 1 | 1 | 1 | 1 | 1 | 1 | 1 | 1 | 1 | 1 | 1 | 1 | 1 | 1 | 1 | 1 | 1 | 1 | 1
CA | solar-thermal | solar thermal | Summer | CA¦solar thermal¦Summer | 1 | 1 | 1 | 1 | 1 | 1 | 1 | 1 | 1 | 1 | 1 | 1 | 1 | 1 | 1 | 1 | 1 | 1 | 1 | 1 | 1 | 1 | 1 | 1
CA | solar-thermal | solar thermal | Fall | CA¦solar thermal¦Fall | 1 | 1 | 1 | 1 | 1 | 1 | 1 | 1 | 1 | 1 | 1 | 1 | 1 | 1 | 1 | 1 | 1 | 1 | 1 | 1 | 1 | 1 | 1 | 1
CA | solar-thermal | solar thermal | Summer Peak | CA¦solar thermal¦Summer Peak | 1 | 1 | 1 | 1 | 1 | 0.8836 | 0.9913 | 1 | 0.9465 | 0.9812 | 0.9867 | 1 | 1 | 0.9996 | 0.9535 | 0.9294 | 0.8483 | 0.165 | 1 | 1 | 1 | 1 | 1 | 1
CA | solar-thermal | solar thermal | Winter Peak | CA¦solar thermal¦Winter Peak | 1 | 1 | 1 | 1 | 1 | 1 | 0 | 0.8647 | 1 | 1 | 1 | 1 | 1 | 1 | 1 | 0.9336 | 1 | 1 | 1 | 1 | 1 | 1 | 1 | 1
CA | offshore-wind | offshore wind | Winter | CA¦offshore wind¦Winter | 1 | 1 | 1 | 1 | 1 | 1 | 1 | 1 | 1 | 1 | 1 | 1 | 1 | 1 | 1 | 1 | 1 | 1 | 1 | 1 | 1 | 1 | 1 | 1
CA | offshore-wind | offshore wind | Spring | CA¦offshore wind¦Spring | 1 | 1 | 1 | 1 | 1 | 1 | 1 | 1 | 1 | 1 | 1 | 1 | 1 | 1 | 1 | 1 | 1 | 1 | 1 | 1 | 1 | 1 | 1 | 1
CA | offshore-wind | offshore wind | Summer | CA¦offshore wind¦Summer | 1 | 1 | 1 | 1 | 1 | 1 | 1 | 1 | 1 | 1 | 1 | 1 | 1 | 1 | 1 | 1 | 1 | 1 | 1 | 1 | 1 | 1 | 1 | 1
CA | offshore-wind | offshore wind | Fall | CA¦offshore wind¦Fall | 1 | 1 | 1 | 1 | 1 | 1 | 1 | 1 | 1 | 1 | 1 | 1 | 1 | 1 | 1 | 1 | 1 | 1 | 1 | 1 | 1 | 1 | 1 | 1
CA | offshore-wind | offshore wind | Summer Peak | CA¦offshore wind¦Summer Peak | 0.6746 | 0.7585 | 0.687 | 0.5987 | 0.5535 | 0.4916 | 0.4511 | 0.4053 | 0.4357 | 0.4398 | 0.4882 | 0.5131 | 0.5248 | 0.5623 | 0.6108 | 0.6619 | 0.6936 | 0.7214 | 0.7406 | 0.7736 | 0.7885 | 0.7596 | 0.7593 | 0.7639
CA | offshore-wind | offshore wind | Winter Peak | CA¦offshore wind¦Winter Peak | 0.4055 | 0.4467 | 0.423 | 0.4217 | 0.4447 | 0.3729 | 0.3326 | 0.4327 | 0.4895 | 0.4877 | 0.4814 | 0.5081 | 0.5571 | 0.5738 | 0.5765 | 0.5257 | 0.5703 | 0.4955 | 0.4614 | 0.4326 | 0.3691 | 0.3282 | 0.3551 | 0.3677
CO | onshore-wind | onshore wind | Winter | CO¦onshore wind¦Winter | 1 | 1 | 1 | 1 | 1 | 1 | 1 | 1 | 1 | 1 | 1 | 1 | 1 | 1 | 1 | 1 | 1 | 1 | 1 | 1 | 1 | 1 | 1 | 1
CO | onshore-wind | onshore wind | Spring | CO¦onshore wind¦Spring | 1 | 1 | 1 | 1 | 1 | 1 | 1 | 1 | 1 | 1 | 1 | 1 | 1 | 1 | 1 | 1 | 1 | 1 | 1 | 1 | 1 | 1 | 1 | 1
CO | onshore-wind | onshore wind | Summer | CO¦onshore wind¦Summer | 1 | 1 | 1 | 1 | 1 | 1 | 1 | 1 | 1 | 1 | 1 | 1 | 1 | 1 | 1 | 1 | 1 | 1 | 1 | 1 | 1 | 1 | 1 | 1
CO | onshore-wind | onshore wind | Fall | CO¦onshore wind¦Fall | 1 | 1 | 1 | 1 | 1 | 1 | 1 | 1 | 1 | 1 | 1 | 1 | 1 | 1 | 1 | 1 | 1 | 1 | 1 | 1 | 1 | 1 | 1 | 1
CO | onshore-wind | onshore wind | Summer Peak | CO¦onshore wind¦Summer Peak | 0.9213 | 0.928 | 0.9529 | 0.9494 | 0.9344 | 0.9422 | 0.9618 | 0.916 | 0.817 | 0.7732 | 0.7672 | 0.7559 | 0.6911 | 0.7569 | 0.8218 | 0.8394 | 0.8623 | 0.8938 | 0.9103 | 0.9335 | 0.929 | 0.9536 | 0.9761 | 0.9895
CO | onshore-wind | onshore wind | Winter Peak | CO¦onshore wind¦Winter Peak | 0.8839 | 0.8569 | 0.8389 | 0.8246 | 0.8097 | 0.7799 | 0.7956 | 0.8067 | 0.8546 | 0.8916 | 0.9459 | 0.9592 | 0.972 | 0.9603 | 0.8889 | 0.8507 | 0.9267 | 0.8877 | 0.8751 | 0.8409 | 0.8108 | 0.8073 | 0.7985 | 0.7899
CO | solar-pv | solar pv | Winter | CO¦solar pv¦Winter | 1 | 1 | 1 | 1 | 1 | 1 | 1 | 1 | 1 | 1 | 1 | 1 | 1 | 1 | 1 | 1 | 1 | 1 | 1 | 1 | 1 | 1 | 1 | 1
CO | solar-pv | solar pv | Spring | CO¦solar pv¦Spring | 1 | 1 | 1 | 1 | 1 | 1 | 1 | 1 | 1 | 1 | 1 | 1 | 1 | 1 | 1 | 1 | 1 | 1 | 1 | 1 | 1 | 1 | 1 | 1
CO | solar-pv | solar pv | Summer | CO¦solar pv¦Summer | 1 | 1 | 1 | 1 | 1 | 1 | 1 | 1 | 1 | 1 | 1 | 1 | 1 | 1 | 1 | 1 | 1 | 1 | 1 | 1 | 1 | 1 | 1 | 1
CO | solar-pv | solar pv | Fall | CO¦solar pv¦Fall | 1 | 1 | 1 | 1 | 1 | 1 | 1 | 1 | 1 | 1 | 1 | 1 | 1 | 1 | 1 | 1 | 1 | 1 | 1 | 1 | 1 | 1 | 1 | 1
CO | solar-pv | solar pv | Summer Peak | CO¦solar pv¦Summer Peak | 1 | 1 | 1 | 1 | 0.233 | 0.728 | 0.8801 | 0.9252 | 0.9471 | 0.95 | 0.971 | 0.9739 | 0.9701 | 0.9658 | 0.9631 | 0.9674 | 0.9411 | 0.9547 | 0.942 | 0.8796 | 0.7914 | 0.792 | 1 | 1
CO | solar-pv | solar pv | Winter Peak | CO¦solar pv¦Winter Peak | 1 | 1 | 1 | 1 | 1 | 1 | 1 | 0.9182 | 0.8898 | 0.8779 | 0.8809 | 0.9029 | 0.932 | 0.927 | 0.8971 | 0.8721 | 0.8442 | 0.8612 | 0.69 | 0.02 | 1 | 1 | 1 | 1
CO | solar-thermal | solar thermal | Winter | CO¦solar thermal¦Winter | 1 | 1 | 1 | 1 | 1 | 1 | 1 | 1 | 1 | 1 | 1 | 1 | 1 | 1 | 1 | 1 | 1 | 1 | 1 | 1 | 1 | 1 | 1 | 1
CO | solar-thermal | solar thermal | Spring | CO¦solar thermal¦Spring | 1 | 1 | 1 | 1 | 1 | 1 | 1 | 1 | 1 | 1 | 1 | 1 | 1 | 1 | 1 | 1 | 1 | 1 | 1 | 1 | 1 | 1 | 1 | 1
CO | solar-thermal | solar thermal | Summer | CO¦solar thermal¦Summer | 1 | 1 | 1 | 1 | 1 | 1 | 1 | 1 | 1 | 1 | 1 | 1 | 1 | 1 | 1 | 1 | 1 | 1 | 1 | 1 | 1 | 1 | 1 | 1
CO | solar-thermal | solar thermal | Fall | CO¦solar thermal¦Fall | 1 | 1 | 1 | 1 | 1 | 1 | 1 | 1 | 1 | 1 | 1 | 1 | 1 | 1 | 1 | 1 | 1 | 1 | 1 | 1 | 1 | 1 | 1 | 1
CO | solar-thermal | solar thermal | Summer Peak | CO¦solar thermal¦Summer Peak | 1 | 1 | 1 | 1 | 1 | 1 | 1 | 0 | 0.8639 | 1 | 1 | 0.9716 | 0.9672 | 1 | 1 | 1 | 1 | 1 | 1 | 0.9313 | 0.7022 | 1 | 1 | 1
CO | solar-thermal | solar thermal | Winter Peak | CO¦solar thermal¦Winter Peak | 1 | 1 | 1 | 1 | 1 | 1 | 1 | 1 | 1 | 0.2419 | 0.9532 | 0.8804 | 0.9782 | 0.9895 | 0.9927 | 1 | 1 | 1 | 0.8902 | 0 | 1 | 1 | 1 | 1
CO | offshore-wind | offshore wind | Winter | CO¦offshore wind¦Winter | 1 | 1 | 1 | 1 | 1 | 1 | 1 | 1 | 1 | 1 | 1 | 1 | 1 | 1 | 1 | 1 | 1 | 1 | 1 | 1 | 1 | 1 | 1 | 1
CO | offshore-wind | offshore wind | Spring | CO¦offshore wind¦Spring | 1 | 1 | 1 | 1 | 1 | 1 | 1 | 1 | 1 | 1 | 1 | 1 | 1 | 1 | 1 | 1 | 1 | 1 | 1 | 1 | 1 | 1 | 1 | 1
CO | offshore-wind | offshore wind | Summer | CO¦offshore wind¦Summer | 1 | 1 | 1 | 1 | 1 | 1 | 1 | 1 | 1 | 1 | 1 | 1 | 1 | 1 | 1 | 1 | 1 | 1 | 1 | 1 | 1 | 1 | 1 | 1
CO | offshore-wind | offshore wind | Fall | CO¦offshore wind¦Fall | 1 | 1 | 1 | 1 | 1 | 1 | 1 | 1 | 1 | 1 | 1 | 1 | 1 | 1 | 1 | 1 | 1 | 1 | 1 | 1 | 1 | 1 | 1 | 1
CO | offshore-wind | offshore wind | Summer Peak | CO¦offshore wind¦Summer Peak | 0.4081 | 0.4239 | 0.4576 | 0.5032 | 0.5365 | 0.594 | 0.6193 | 0.6886 | 0.7348 | 0.8435 | 0.782 | 0.7465 | 0.6369 | 0.6086 | 0.6434 | 0.6927 | 0.7145 | 0.7507 | 0.7249 | 0.6605 | 0.6914 | 0.6308 | 0.6343 | 0.6439
CO | offshore-wind | offshore wind | Winter Peak | CO¦offshore wind¦Winter Peak | 0.9531 | 0.9503 | 0.9554 | 0.9668 | 1 | 1 | 1 | 0.9921 | 0.9015 | 0.7978 | 0.7188 | 0.673 | 0.6086 | 0.5801 | 0.588 | 0.6102 | 0.6184 | 0.6091 | 0.6288 | 0.7289 | 0.8472 | 0.9222 | 0.8695 | 0.8054
CT | onshore-wind | onshore wind | Winter | CT¦onshore wind¦Winter | 1 | 1 | 1 | 1 | 1 | 1 | 1 | 1 | 1 | 1 | 1 | 1 | 1 | 1 | 1 | 1 | 1 | 1 | 1 | 1 | 1 | 1 | 1 | 1
CT | onshore-wind | onshore wind | Spring | CT¦onshore wind¦Spring | 1 | 1 | 1 | 1 | 1 | 1 | 1 | 1 | 1 | 1 | 1 | 1 | 1 | 1 | 1 | 1 | 1 | 1 | 1 | 1 | 1 | 1 | 1 | 1
CT | onshore-wind | onshore wind | Summer | CT¦onshore wind¦Summer | 1 | 1 | 1 | 1 | 1 | 1 | 1 | 1 | 1 | 1 | 1 | 1 | 1 | 1 | 1 | 1 | 1 | 1 | 1 | 1 | 1 | 1 | 1 | 1
CT | onshore-wind | onshore wind | Fall | CT¦onshore wind¦Fall | 1 | 1 | 1 | 1 | 1 | 1 | 1 | 1 | 1 | 1 | 1 | 1 | 1 | 1 | 1 | 1 | 1 | 1 | 1 | 1 | 1 | 1 | 1 | 1
CT | onshore-wind | onshore wind | Summer Peak | CT¦onshore wind¦Summer Peak | 0.7095 | 0.7601 | 0.7408 | 0.5736 | 0.5597 | 0.6108 | 0.507 | 0.4546 | 0.4155 | 0.4924 | 0.4208 | 0.3734 | 0.4288 | 0.4393 | 0.4808 | 0.4147 | 0.4909 | 0.5179 | 0.5782 | 0.5713 | 0.5019 | 0.4175 | 0.4071 | 0.3555
CT | onshore-wind | onshore wind | Winter Peak | CT¦onshore wind¦Winter Peak | 0.8334 | 0.7994 | 0.7844 | 0.7562 | 0.7229 | 0.6906 | 0.6663 | 0.5859 | 0.417 | 0.2747 | 0.1931 | 0.1494 | 0.1406 | 0.1908 | 0.2805 | 0.4649 | 0.5854 | 0.6623 | 0.7095 | 0.7602 | 0.7933 | 0.8439 | 0.8935 | 0.893
CT | solar-pv | solar pv | Winter | CT¦solar pv¦Winter | 1 | 1 | 1 | 1 | 1 | 1 | 1 | 1 | 1 | 1 | 1 | 1 | 1 | 1 | 1 | 1 | 1 | 1 | 1 | 1 | 1 | 1 | 1 | 1
CT | solar-pv | solar pv | Spring | CT¦solar pv¦Spring | 1 | 1 | 1 | 1 | 1 | 1 | 1 | 1 | 1 | 1 | 1 | 1 | 1 | 1 | 1 | 1 | 1 | 1 | 1 | 1 | 1 | 1 | 1 | 1
CT | solar-pv | solar pv | Summer | CT¦solar pv¦Summer | 1 | 1 | 1 | 1 | 1 | 1 | 1 | 1 | 1 | 1 | 1 | 1 | 1 | 1 | 1 | 1 | 1 | 1 | 1 | 1 | 1 | 1 | 1 | 1
CT | solar-pv | solar pv | Fall | CT¦solar pv¦Fall | 1 | 1 | 1 | 1 | 1 | 1 | 1 | 1 | 1 | 1 | 1 | 1 | 1 | 1 | 1 | 1 | 1 | 1 | 1 | 1 | 1 | 1 | 1 | 1
CT | solar-pv | solar pv | Summer Peak | CT¦solar pv¦Summer Peak | 1 | 1 | 1 | 1 | 0.0495 | 0.6081 | 0.5881 | 0.8555 | 0.7955 | 0.848 | 0.9153 | 0.8984 | 0.8233 | 0.7794 | 0.6435 | 0.6515 | 0.8181 | 0.5941 | 0 | 1 | 1 | 1 | 1 | 1
CT | solar-pv | solar pv | Winter Peak | CT¦solar pv¦Winter Peak | 1 | 1 | 1 | 1 | 1 | 1 | 1 | 0.7578 | 0.675 | 0.6415 | 0.7667 | 0.7504 | 0.542 | 0.4633 | 0.4816 | 0.6309 | 1 | 1 | 1 | 1 | 1 | 1 | 1 | 1
CT | solar-thermal | solar thermal | Winter | CT¦solar thermal¦Winter | 1 | 1 | 1 | 1 | 1 | 1 | 1 | 1 | 1 | 1 | 1 | 1 | 1 | 1 | 1 | 1 | 1 | 1 | 1 | 1 | 1 | 1 | 1 | 1
CT | solar-thermal | solar thermal | Spring | CT¦solar thermal¦Spring | 1 | 1 | 1 | 1 | 1 | 1 | 1 | 1 | 1 | 1 | 1 | 1 | 1 | 1 | 1 | 1 | 1 | 1 | 1 | 1 | 1 | 1 | 1 | 1
CT | solar-thermal | solar thermal | Summer | CT¦solar thermal¦Summer | 1 | 1 | 1 | 1 | 1 | 1 | 1 | 1 | 1 | 1 | 1 | 1 | 1 | 1 | 1 | 1 | 1 | 1 | 1 | 1 | 1 | 1 | 1 | 1
CT | solar-thermal | solar thermal | Fall | CT¦solar thermal¦Fall | 1 | 1 | 1 | 1 | 1 | 1 | 1 | 1 | 1 | 1 | 1 | 1 | 1 | 1 | 1 | 1 | 1 | 1 | 1 | 1 | 1 | 1 | 1 | 1
CT | solar-thermal | solar thermal | Summer Peak | CT¦solar thermal¦Summer Peak | 1 | 1 | 1 | 1 | 1 | 1 | 1 | 0 | 0.8639 | 1 | 1 | 0.9716 | 0.9672 | 1 | 1 | 1 | 1 | 1 | 1 | 0.9313 | 0.7022 | 1 | 1 | 1
CT | solar-thermal | solar thermal | Winter Peak | CT¦solar thermal¦Winter Peak | 1 | 1 | 1 | 1 | 1 | 1 | 1 | 1 | 1 | 0.2419 | 0.9532 | 0.8804 | 0.9782 | 0.9895 | 0.9927 | 1 | 1 | 1 | 0.8902 | 0 | 1 | 1 | 1 | 1
CT | offshore-wind | offshore wind | Winter | CT¦offshore wind¦Winter | 1 | 1 | 1 | 1 | 1 | 1 | 1 | 1 | 1 | 1 | 1 | 1 | 1 | 1 | 1 | 1 | 1 | 1 | 1 | 1 | 1 | 1 | 1 | 1
CT | offshore-wind | offshore wind | Spring | CT¦offshore wind¦Spring | 1 | 1 | 1 | 1 | 1 | 1 | 1 | 1 | 1 | 1 | 1 | 1 | 1 | 1 | 1 | 1 | 1 | 1 | 1 | 1 | 1 | 1 | 1 | 1
CT | offshore-wind | offshore wind | Summer | CT¦offshore wind¦Summer | 1 | 1 | 1 | 1 | 1 | 1 | 1 | 1 | 1 | 1 | 1 | 1 | 1 | 1 | 1 | 1 | 1 | 1 | 1 | 1 | 1 | 1 | 1 | 1
CT | offshore-wind | offshore wind | Fall | CT¦offshore wind¦Fall | 1 | 1 | 1 | 1 | 1 | 1 | 1 | 1 | 1 | 1 | 1 | 1 | 1 | 1 | 1 | 1 | 1 | 1 | 1 | 1 | 1 | 1 | 1 | 1
CT | offshore-wind | offshore wind | Summer Peak | CT¦offshore wind¦Summer Peak | 0.2526 | 0.2317 | 0.2195 | 0.2549 | 0.2574 | 0.2877 | 0.3161 | 0.3297 | 0.3009 | 0.2683 | 0.2861 | 0.3092 | 0.3277 | 0.3066 | 0.3234 | 0.2809 | 0.4245 | 0.4237 | 0.394 | 0.372 | 0.4216 | 0.4411 | 0.3474 | 0.2743
CT | offshore-wind | offshore wind | Winter Peak | CT¦offshore wind¦Winter Peak | 0.362 | 0.3393 | 0.3437 | 0.3757 | 0.4528 | 0.5669 | 0.5665 | 0.668 | 0.8061 | 0.9019 | 0.7604 | 0.8478 | 0.7295 | 0.6536 | 0.5817 | 0.5273 | 0.4947 | 0.4916 | 0.4851 | 0.4757 | 0.4594 | 0.5864 | 0.6908 | 0.7766
DE | onshore-wind | onshore wind | Winter | DE¦onshore wind¦Winter | 1 | 1 | 1 | 1 | 1 | 1 | 1 | 1 | 1 | 1 | 1 | 1 | 1 | 1 | 1 | 1 | 1 | 1 | 1 | 1 | 1 | 1 | 1 | 1
DE | onshore-wind | onshore wind | Spring | DE¦onshore wind¦Spring | 1 | 1 | 1 | 1 | 1 | 1 | 1 | 1 | 1 | 1 | 1 | 1 | 1 | 1 | 1 | 1 | 1 | 1 | 1 | 1 | 1 | 1 | 1 | 1
DE | onshore-wind | onshore wind | Summer | DE¦onshore wind¦Summer | 1 | 1 | 1 | 1 | 1 | 1 | 1 | 1 | 1 | 1 | 1 | 1 | 1 | 1 | 1 | 1 | 1 | 1 | 1 | 1 | 1 | 1 | 1 | 1
DE | onshore-wind | onshore wind | Fall | DE¦onshore wind¦Fall | 1 | 1 | 1 | 1 | 1 | 1 | 1 | 1 | 1 | 1 | 1 | 1 | 1 | 1 | 1 | 1 | 1 | 1 | 1 | 1 | 1 | 1 | 1 | 1
DE | onshore-wind | onshore wind | Summer Peak | DE¦onshore wind¦Summer Peak | 0.9213 | 0.928 | 0.9529 | 0.9494 | 0.9344 | 0.9422 | 0.9618 | 0.916 | 0.817 | 0.7732 | 0.7672 | 0.7559 | 0.6911 | 0.7569 | 0.8218 | 0.8394 | 0.8623 | 0.8938 | 0.9103 | 0.9335 | 0.929 | 0.9536 | 0.9761 | 0.9895
DE | onshore-wind | onshore wind | Winter Peak | DE¦onshore wind¦Winter Peak | 0.8839 | 0.8569 | 0.8389 | 0.8246 | 0.8097 | 0.7799 | 0.7956 | 0.8067 | 0.8546 | 0.8916 | 0.9459 | 0.9592 | 0.972 | 0.9603 | 0.8889 | 0.8507 | 0.9267 | 0.8877 | 0.8751 | 0.8409 | 0.8108 | 0.8073 | 0.7985 | 0.7899
DE | solar-pv | solar pv | Winter | DE¦solar pv¦Winter | 1 | 1 | 1 | 1 | 1 | 1 | 1 | 1 | 1 | 1 | 1 | 1 | 1 | 1 | 1 | 1 | 1 | 1 | 1 | 1 | 1 | 1 | 1 | 1
DE | solar-pv | solar pv | Spring | DE¦solar pv¦Spring | 1 | 1 | 1 | 1 | 1 | 1 | 1 | 1 | 1 | 1 | 1 | 1 | 1 | 1 | 1 | 1 | 1 | 1 | 1 | 1 | 1 | 1 | 1 | 1
DE | solar-pv | solar pv | Summer | DE¦solar pv¦Summer | 1 | 1 | 1 | 1 | 1 | 1 | 1 | 1 | 1 | 1 | 1 | 1 | 1 | 1 | 1 | 1 | 1 | 1 | 1 | 1 | 1 | 1 | 1 | 1
DE | solar-pv | solar pv | Fall | DE¦solar pv¦Fall | 1 | 1 | 1 | 1 | 1 | 1 | 1 | 1 | 1 | 1 | 1 | 1 | 1 | 1 | 1 | 1 | 1 | 1 | 1 | 1 | 1 | 1 | 1 | 1
DE | solar-pv | solar pv | Summer Peak | DE¦solar pv¦Summer Peak | 1 | 1 | 1 | 1 | 0.233 | 0.728 | 0.8801 | 0.9252 | 0.9471 | 0.95 | 0.971 | 0.9739 | 0.9701 | 0.9658 | 0.9631 | 0.9674 | 0.9411 | 0.9547 | 0.942 | 0.8796 | 0.7914 | 0.792 | 1 | 1
DE | solar-pv | solar pv | Winter Peak | DE¦solar pv¦Winter Peak | 1 | 1 | 1 | 1 | 1 | 1 | 1 | 0.9182 | 0.8898 | 0.8779 | 0.8809 | 0.9029 | 0.932 | 0.927 | 0.8971 | 0.8721 | 0.8442 | 0.8612 | 0.69 | 0.02 | 1 | 1 | 1 | 1
DE | solar-thermal | solar thermal | Winter | DE¦solar thermal¦Winter | 1 | 1 | 1 | 1 | 1 | 1 | 1 | 1 | 1 | 1 | 1 | 1 | 1 | 1 | 1 | 1 | 1 | 1 | 1 | 1 | 1 | 1 | 1 | 1
DE | solar-thermal | solar thermal | Spring | DE¦solar thermal¦Spring | 1 | 1 | 1 | 1 | 1 | 1 | 1 | 1 | 1 | 1 | 1 | 1 | 1 | 1 | 1 | 1 | 1 | 1 | 1 | 1 | 1 | 1 | 1 | 1
DE | solar-thermal | solar thermal | Summer | DE¦solar thermal¦Summer | 1 | 1 | 1 | 1 | 1 | 1 | 1 | 1 | 1 | 1 | 1 | 1 | 1 | 1 | 1 | 1 | 1 | 1 | 1 | 1 | 1 | 1 | 1 | 1
DE | solar-thermal | solar thermal | Fall | DE¦solar thermal¦Fall | 1 | 1 | 1 | 1 | 1 | 1 | 1 | 1 | 1 | 1 | 1 | 1 | 1 | 1 | 1 | 1 | 1 | 1 | 1 | 1 | 1 | 1 | 1 | 1
DE | solar-thermal | solar thermal | Summer Peak | DE¦solar thermal¦Summer Peak | 1 | 1 | 1 | 1 | 1 | 1 | 1 | 0 | 0.8639 | 1 | 1 | 0.9716 | 0.9672 | 1 | 1 | 1 | 1 | 1 | 1 | 0.9313 | 0.7022 | 1 | 1 | 1
DE | solar-thermal | solar thermal | Winter Peak | DE¦solar thermal¦Winter Peak | 1 | 1 | 1 | 1 | 1 | 1 | 1 | 1 | 1 | 0.2419 | 0.9532 | 0.8804 | 0.9782 | 0.9895 | 0.9927 | 1 | 1 | 1 | 0.8902 | 0 | 1 | 1 | 1 | 1
DE | offshore-wind | offshore wind | Winter | DE¦offshore wind¦Winter | 1 | 1 | 1 | 1 | 1 | 1 | 1 | 1 | 1 | 1 | 1 | 1 | 1 | 1 | 1 | 1 | 1 | 1 | 1 | 1 | 1 | 1 | 1 | 1
DE | offshore-wind | offshore wind | Spring | DE¦offshore wind¦Spring | 1 | 1 | 1 | 1 | 1 | 1 | 1 | 1 | 1 | 1 | 1 | 1 | 1 | 1 | 1 | 1 | 1 | 1 | 1 | 1 | 1 | 1 | 1 | 1
DE | offshore-wind | offshore wind | Summer | DE¦offshore wind¦Summer | 1 | 1 | 1 | 1 | 1 | 1 | 1 | 1 | 1 | 1 | 1 | 1 | 1 | 1 | 1 | 1 | 1 | 1 | 1 | 1 | 1 | 1 | 1 | 1
DE | offshore-wind | offshore wind | Fall | DE¦offshore wind¦Fall | 1 | 1 | 1 | 1 | 1 | 1 | 1 | 1 | 1 | 1 | 1 | 1 | 1 | 1 | 1 | 1 | 1 | 1 | 1 | 1 | 1 | 1 | 1 | 1
DE | offshore-wind | offshore wind | Summer Peak | DE¦offshore wind¦Summer Peak | 0.4081 | 0.4239 | 0.4576 | 0.5032 | 0.5365 | 0.594 | 0.6193 | 0.6886 | 0.7348 | 0.8435 | 0.782 | 0.7465 | 0.6369 | 0.6086 | 0.6434 | 0.6927 | 0.7145 | 0.7507 | 0.7249 | 0.6605 | 0.6914 | 0.6308 | 0.6343 | 0.6439
DE | offshore-wind | offshore wind | Winter Peak | DE¦offshore wind¦Winter Peak | 0.9531 | 0.9503 | 0.9554 | 0.9668 | 1 | 1 | 1 | 0.9921 | 0.9015 | 0.7978 | 0.7188 | 0.673 | 0.6086 | 0.5801 | 0.588 | 0.6102 | 0.6184 | 0.6091 | 0.6288 | 0.7289 | 0.8472 | 0.9222 | 0.8695 | 0.8054
FL | onshore-wind | onshore wind | Winter | FL¦onshore wind¦Winter | 1 | 1 | 1 | 1 | 1 | 1 | 1 | 1 | 1 | 1 | 1 | 1 | 1 | 1 | 1 | 1 | 1 | 1 | 1 | 1 | 1 | 1 | 1 | 1
FL | onshore-wind | onshore wind | Spring | FL¦onshore wind¦Spring | 1 | 1 | 1 | 1 | 1 | 1 | 1 | 1 | 1 | 1 | 1 | 1 | 1 | 1 | 1 | 1 | 1 | 1 | 1 | 1 | 1 | 1 | 1 | 1
FL | onshore-wind | onshore wind | Summer | FL¦onshore wind¦Summer | 1 | 1 | 1 | 1 | 1 | 1 | 1 | 1 | 1 | 1 | 1 | 1 | 1 | 1 | 1 | 1 | 1 | 1 | 1 | 1 | 1 | 1 | 1 | 1
FL | onshore-wind | onshore wind | Fall | FL¦onshore wind¦Fall | 1 | 1 | 1 | 1 | 1 | 1 | 1 | 1 | 1 | 1 | 1 | 1 | 1 | 1 | 1 | 1 | 1 | 1 | 1 | 1 | 1 | 1 | 1 | 1
FL | onshore-wind | onshore wind | Summer Peak | FL¦onshore wind¦Summer Peak | 0.9213 | 0.928 | 0.9529 | 0.9494 | 0.9344 | 0.9422 | 0.9618 | 0.916 | 0.817 | 0.7732 | 0.7672 | 0.7559 | 0.6911 | 0.7569 | 0.8218 | 0.8394 | 0.8623 | 0.8938 | 0.9103 | 0.9335 | 0.929 | 0.9536 | 0.9761 | 0.9895
FL | onshore-wind | onshore wind | Winter Peak | FL¦onshore wind¦Winter Peak | 0.8839 | 0.8569 | 0.8389 | 0.8246 | 0.8097 | 0.7799 | 0.7956 | 0.8067 | 0.8546 | 0.8916 | 0.9459 | 0.9592 | 0.972 | 0.9603 | 0.8889 | 0.8507 | 0.9267 | 0.8877 | 0.8751 | 0.8409 | 0.8108 | 0.8073 | 0.7985 | 0.7899
FL | solar-pv | solar pv | Winter | FL¦solar pv¦Winter | 1 | 1 | 1 | 1 | 1 | 1 | 1 | 1 | 1 | 1 | 1 | 1 | 1 | 1 | 1 | 1 | 1 | 1 | 1 | 1 | 1 | 1 | 1 | 1
FL | solar-pv | solar pv | Spring | FL¦solar pv¦Spring | 1 | 1 | 1 | 1 | 1 | 1 | 1 | 1 | 1 | 1 | 1 | 1 | 1 | 1 | 1 | 1 | 1 | 1 | 1 | 1 | 1 | 1 | 1 | 1
FL | solar-pv | solar pv | Summer | FL¦solar pv¦Summer | 1 | 1 | 1 | 1 | 1 | 1 | 1 | 1 | 1 | 1 | 1 | 1 | 1 | 1 | 1 | 1 | 1 | 1 | 1 | 1 | 1 | 1 | 1 | 1
FL | solar-pv | solar pv | Fall | FL¦solar pv¦Fall | 1 | 1 | 1 | 1 | 1 | 1 | 1 | 1 | 1 | 1 | 1 | 1 | 1 | 1 | 1 | 1 | 1 | 1 | 1 | 1 | 1 | 1 | 1 | 1
FL | solar-pv | solar pv | Summer Peak | FL¦solar pv¦Summer Peak | 1 | 1 | 1 | 1 | 1 | 0.0301 | 0.6168 | 0.7737 | 0.6428 | 0.7047 | 0.8722 | 0.8608 | 0.8858 | 0.8968 | 0.8716 | 0.9158 | 0.7246 | 0.6204 | 0.3439 | 1 | 1 | 1 | 1 | 1
FL | solar-pv | solar pv | Winter Peak | FL¦solar pv¦Winter Peak | 1 | 1 | 1 | 1 | 1 | 1 | 1 | 0.8466 | 0.8577 | 0.9251 | 0.9063 | 0.9239 | 0.9396 | 0.94 | 0.9108 | 0.931 | 0.8399 | 1 | 1 | 1 | 1 | 1 | 1 | 1
FL | solar-thermal | solar thermal | Winter | FL¦solar thermal¦Winter | 1 | 1 | 1 | 1 | 1 | 1 | 1 | 1 | 1 | 1 | 1 | 1 | 1 | 1 | 1 | 1 | 1 | 1 | 1 | 1 | 1 | 1 | 1 | 1
FL | solar-thermal | solar thermal | Spring | FL¦solar thermal¦Spring | 1 | 1 | 1 | 1 | 1 | 1 | 1 | 1 | 1 | 1 | 1 | 1 | 1 | 1 | 1 | 1 | 1 | 1 | 1 | 1 | 1 | 1 | 1 | 1
FL | solar-thermal | solar thermal | Summer | FL¦solar thermal¦Summer | 1 | 1 | 1 | 1 | 1 | 1 | 1 | 1 | 1 | 1 | 1 | 1 | 1 | 1 | 1 | 1 | 1 | 1 | 1 | 1 | 1 | 1 | 1 | 1
FL | solar-thermal | solar thermal | Fall | FL¦solar thermal¦Fall | 1 | 1 | 1 | 1 | 1 | 1 | 1 | 1 | 1 | 1 | 1 | 1 | 1 | 1 | 1 | 1 | 1 | 1 | 1 | 1 | 1 | 1 | 1 | 1
FL | solar-thermal | solar thermal | Summer Peak | FL¦solar thermal¦Summer Peak | 1 | 1 | 1 | 1 | 1 | 1 | 1 | 0 | 0.8639 | 1 | 1 | 0.9716 | 0.9672 | 1 | 1 | 1 | 1 | 1 | 1 | 0.9313 | 0.7022 | 1 | 1 | 1
FL | solar-thermal | solar thermal | Winter Peak | FL¦solar thermal¦Winter Peak | 1 | 1 | 1 | 1 | 1 | 1 | 1 | 1 | 1 | 0.2419 | 0.9532 | 0.8804 | 0.9782 | 0.9895 | 0.9927 | 1 | 1 | 1 | 0.8902 | 0 | 1 | 1 | 1 | 1
FL | offshore-wind | offshore wind | Winter | FL¦offshore wind¦Winter | 1 | 1 | 1 | 1 | 1 | 1 | 1 | 1 | 1 | 1 | 1 | 1 | 1 | 1 | 1 | 1 | 1 | 1 | 1 | 1 | 1 | 1 | 1 | 1
FL | offshore-wind | offshore wind | Spring | FL¦offshore wind¦Spring | 1 | 1 | 1 | 1 | 1 | 1 | 1 | 1 | 1 | 1 | 1 | 1 | 1 | 1 | 1 | 1 | 1 | 1 | 1 | 1 | 1 | 1 | 1 | 1
FL | offshore-wind | offshore wind | Summer | FL¦offshore wind¦Summer | 1 | 1 | 1 | 1 | 1 | 1 | 1 | 1 | 1 | 1 | 1 | 1 | 1 | 1 | 1 | 1 | 1 | 1 | 1 | 1 | 1 | 1 | 1 | 1
FL | offshore-wind | offshore wind | Fall | FL¦offshore wind¦Fall | 1 | 1 | 1 | 1 | 1 | 1 | 1 | 1 | 1 | 1 | 1 | 1 | 1 | 1 | 1 | 1 | 1 | 1 | 1 | 1 | 1 | 1 | 1 | 1
FL | offshore-wind | offshore wind | Summer Peak | FL¦offshore wind¦Summer Peak | 0.4081 | 0.4239 | 0.4576 | 0.5032 | 0.5365 | 0.594 | 0.6193 | 0.6886 | 0.7348 | 0.8435 | 0.782 | 0.7465 | 0.6369 | 0.6086 | 0.6434 | 0.6927 | 0.7145 | 0.7507 | 0.7249 | 0.6605 | 0.6914 | 0.6308 | 0.6343 | 0.6439
FL | offshore-wind | offshore wind | Winter Peak | FL¦offshore wind¦Winter Peak | 0.9531 | 0.9503 | 0.9554 | 0.9668 | 1 | 1 | 1 | 0.9921 | 0.9015 | 0.7978 | 0.7188 | 0.673 | 0.6086 | 0.5801 | 0.588 | 0.6102 | 0.6184 | 0.6091 | 0.6288 | 0.7289 | 0.8472 | 0.9222 | 0.8695 | 0.8054
GA | onshore-wind | onshore wind | Winter | GA¦onshore wind¦Winter | 1 | 1 | 1 | 1 | 1 | 1 | 1 | 1 | 1 | 1 | 1 | 1 | 1 | 1 | 1 | 1 | 1 | 1 | 1 | 1 | 1 | 1 | 1 | 1
GA | onshore-wind | onshore wind | Spring | GA¦onshore wind¦Spring | 1 | 1 | 1 | 1 | 1 | 1 | 1 | 1 | 1 | 1 | 1 | 1 | 1 | 1 | 1 | 1 | 1 | 1 | 1 | 1 | 1 | 1 | 1 | 1
GA | onshore-wind | onshore wind | Summer | GA¦onshore wind¦Summer | 1 | 1 | 1 | 1 | 1 | 1 | 1 | 1 | 1 | 1 | 1 | 1 | 1 | 1 | 1 | 1 | 1 | 1 | 1 | 1 | 1 | 1 | 1 | 1
GA | onshore-wind | onshore wind | Fall | GA¦onshore wind¦Fall | 1 | 1 | 1 | 1 | 1 | 1 | 1 | 1 | 1 | 1 | 1 | 1 | 1 | 1 | 1 | 1 | 1 | 1 | 1 | 1 | 1 | 1 | 1 | 1
GA | onshore-wind | onshore wind | Summer Peak | GA¦onshore wind¦Summer Peak | 0.9213 | 0.928 | 0.9529 | 0.9494 | 0.9344 | 0.9422 | 0.9618 | 0.916 | 0.817 | 0.7732 | 0.7672 | 0.7559 | 0.6911 | 0.7569 | 0.8218 | 0.8394 | 0.8623 | 0.8938 | 0.9103 | 0.9335 | 0.929 | 0.9536 | 0.9761 | 0.9895
GA | onshore-wind | onshore wind | Winter Peak | GA¦onshore wind¦Winter Peak | 0.8839 | 0.8569 | 0.8389 | 0.8246 | 0.8097 | 0.7799 | 0.7956 | 0.8067 | 0.8546 | 0.8916 | 0.9459 | 0.9592 | 0.972 | 0.9603 | 0.8889 | 0.8507 | 0.9267 | 0.8877 | 0.8751 | 0.8409 | 0.8108 | 0.8073 | 0.7985 | 0.7899
GA | solar-pv | solar pv | Winter | GA¦solar pv¦Winter | 1 | 1 | 1 | 1 | 1 | 1 | 1 | 1 | 1 | 1 | 1 | 1 | 1 | 1 | 1 | 1 | 1 | 1 | 1 | 1 | 1 | 1 | 1 | 1
GA | solar-pv | solar pv | Spring | GA¦solar pv¦Spring | 1 | 1 | 1 | 1 | 1 | 1 | 1 | 1 | 1 | 1 | 1 | 1 | 1 | 1 | 1 | 1 | 1 | 1 | 1 | 1 | 1 | 1 | 1 | 1
GA | solar-pv | solar pv | Summer | GA¦solar pv¦Summer | 1 | 1 | 1 | 1 | 1 | 1 | 1 | 1 | 1 | 1 | 1 | 1 | 1 | 1 | 1 | 1 | 1 | 1 | 1 | 1 | 1 | 1 | 1 | 1
GA | solar-pv | solar pv | Fall | GA¦solar pv¦Fall | 1 | 1 | 1 | 1 | 1 | 1 | 1 | 1 | 1 | 1 | 1 | 1 | 1 | 1 | 1 | 1 | 1 | 1 | 1 | 1 | 1 | 1 | 1 | 1
GA | solar-pv | solar pv | Summer Peak | GA¦solar pv¦Summer Peak | 1 | 1 | 1 | 1 | 1 | 0.5021 | 0.4588 | 0.5589 | 0.7298 | 0.7496 | 0.6995 | 0.7742 | 0.6746 | 0.8111 | 0.6873 | 0.6102 | 0.5978 | 0.5816 | 0.3019 | 1 | 1 | 1 | 1 | 1
GA | solar-pv | solar pv | Winter Peak | GA¦solar pv¦Winter Peak | 1 | 1 | 1 | 1 | 1 | 1 | 1 | 0.5778 | 0.6243 | 0.5712 | 0.6846 | 0.8841 | 0.8066 | 0.8366 | 0.8087 | 0.7587 | 0.7138 | 0 | 1 | 1 | 1 | 1 | 1 | 1
GA | solar-thermal | solar thermal | Winter | GA¦solar thermal¦Winter | 1 | 1 | 1 | 1 | 1 | 1 | 1 | 1 | 1 | 1 | 1 | 1 | 1 | 1 | 1 | 1 | 1 | 1 | 1 | 1 | 1 | 1 | 1 | 1
GA | solar-thermal | solar thermal | Spring | GA¦solar thermal¦Spring | 1 | 1 | 1 | 1 | 1 | 1 | 1 | 1 | 1 | 1 | 1 | 1 | 1 | 1 | 1 | 1 | 1 | 1 | 1 | 1 | 1 | 1 | 1 | 1
GA | solar-thermal | solar thermal | Summer | GA¦solar thermal¦Summer | 1 | 1 | 1 | 1 | 1 | 1 | 1 | 1 | 1 | 1 | 1 | 1 | 1 | 1 | 1 | 1 | 1 | 1 | 1 | 1 | 1 | 1 | 1 | 1
GA | solar-thermal | solar thermal | Fall | GA¦solar thermal¦Fall | 1 | 1 | 1 | 1 | 1 | 1 | 1 | 1 | 1 | 1 | 1 | 1 | 1 | 1 | 1 | 1 | 1 | 1 | 1 | 1 | 1 | 1 | 1 | 1
GA | solar-thermal | solar thermal | Summer Peak | GA¦solar thermal¦Summer Peak | 1 | 1 | 1 | 1 | 1 | 1 | 1 | 0 | 0.8639 | 1 | 1 | 0.9716 | 0.9672 | 1 | 1 | 1 | 1 | 1 | 1 | 0.9313 | 0.7022 | 1 | 1 | 1
GA | solar-thermal | solar thermal | Winter Peak | GA¦solar thermal¦Winter Peak | 1 | 1 | 1 | 1 | 1 | 1 | 1 | 1 | 1 | 0.2419 | 0.9532 | 0.8804 | 0.9782 | 0.9895 | 0.9927 | 1 | 1 | 1 | 0.8902 | 0 | 1 | 1 | 1 | 1
GA | offshore-wind | offshore wind | Winter | GA¦offshore wind¦Winter | 1 | 1 | 1 | 1 | 1 | 1 | 1 | 1 | 1 | 1 | 1 | 1 | 1 | 1 | 1 | 1 | 1 | 1 | 1 | 1 | 1 | 1 | 1 | 1
GA | offshore-wind | offshore wind | Spring | GA¦offshore wind¦Spring | 1 | 1 | 1 | 1 | 1 | 1 | 1 | 1 | 1 | 1 | 1 | 1 | 1 | 1 | 1 | 1 | 1 | 1 | 1 | 1 | 1 | 1 | 1 | 1
GA | offshore-wind | offshore wind | Summer | GA¦offshore wind¦Summer | 1 | 1 | 1 | 1 | 1 | 1 | 1 | 1 | 1 | 1 | 1 | 1 | 1 | 1 | 1 | 1 | 1 | 1 | 1 | 1 | 1 | 1 | 1 | 1
GA | offshore-wind | offshore wind | Fall | GA¦offshore wind¦Fall | 1 | 1 | 1 | 1 | 1 | 1 | 1 | 1 | 1 | 1 | 1 | 1 | 1 | 1 | 1 | 1 | 1 | 1 | 1 | 1 | 1 | 1 | 1 | 1
GA | offshore-wind | offshore wind | Summer Peak | GA¦offshore wind¦Summer Peak | 0.4081 | 0.4239 | 0.4576 | 0.5032 | 0.5365 | 0.594 | 0.6193 | 0.6886 | 0.7348 | 0.8435 | 0.782 | 0.7465 | 0.6369 | 0.6086 | 0.6434 | 0.6927 | 0.7145 | 0.7507 | 0.7249 | 0.6605 | 0.6914 | 0.6308 | 0.6343 | 0.6439
GA | offshore-wind | offshore wind | Winter Peak | GA¦offshore wind¦Winter Peak | 0.9531 | 0.9503 | 0.9554 | 0.9668 | 1 | 1 | 1 | 0.9921 | 0.9015 | 0.7978 | 0.7188 | 0.673 | 0.6086 | 0.5801 | 0.588 | 0.6102 | 0.6184 | 0.6091 | 0.6288 | 0.7289 | 0.8472 | 0.9222 | 0.8695 | 0.8054
IA | onshore-wind | onshore wind | Winter | IA¦onshore wind¦Winter | 1 | 1 | 1 | 1 | 1 | 1 | 1 | 1 | 1 | 1 | 1 | 1 | 1 | 1 | 1 | 1 | 1 | 1 | 1 | 1 | 1 | 1 | 1 | 1
IA | onshore-wind | onshore wind | Spring | IA¦onshore wind¦Spring | 1 | 1 | 1 | 1 | 1 | 1 | 1 | 1 | 1 | 1 | 1 | 1 | 1 | 1 | 1 | 1 | 1 | 1 | 1 | 1 | 1 | 1 | 1 | 1
IA | onshore-wind | onshore wind | Summer | IA¦onshore wind¦Summer | 1 | 1 | 1 | 1 | 1 | 1 | 1 | 1 | 1 | 1 | 1 | 1 | 1 | 1 | 1 | 1 | 1 | 1 | 1 | 1 | 1 | 1 | 1 | 1
IA | onshore-wind | onshore wind | Fall | IA¦onshore wind¦Fall | 1 | 1 | 1 | 1 | 1 | 1 | 1 | 1 | 1 | 1 | 1 | 1 | 1 | 1 | 1 | 1 | 1 | 1 | 1 | 1 | 1 | 1 | 1 | 1
IA | onshore-wind | onshore wind | Summer Peak | IA¦onshore wind¦Summer Peak | 0.8664 | 0.905 | 0.9266 | 0.9809 | 1 | 0.9568 | 0.7999 | 0.8526 | 0.8271 | 0.7659 | 0.572 | 0.4956 | 0.512 | 0.598 | 0.7117 | 0.6651 | 0.5706 | 0.7694 | 0.8695 | 0.6961 | 0.649 | 0.636 | 0.6741 | 0.4274
IA | onshore-wind | onshore wind | Winter Peak | IA¦onshore wind¦Winter Peak | 0.7676 | 0.6589 | 0.5571 | 0.3818 | 0.2611 | 0.2336 | 0.2666 | 0.3133 | 0.2891 | 0.4098 | 0.5141 | 0.3944 | 0.4206 | 0.4733 | 0.4863 | 0.5257 | 0.5448 | 0.614 | 0.6968 | 0.7084 | 0.7298 | 0.756 | 0.7466 | 0.7411
IA | solar-pv | solar pv | Winter | IA¦solar pv¦Winter | 1 | 1 | 1 | 1 | 1 | 1 | 1 | 1 | 1 | 1 | 1 | 1 | 1 | 1 | 1 | 1 | 1 | 1 | 1 | 1 | 1 | 1 | 1 | 1
IA | solar-pv | solar pv | Spring | IA¦solar pv¦Spring | 1 | 1 | 1 | 1 | 1 | 1 | 1 | 1 | 1 | 1 | 1 | 1 | 1 | 1 | 1 | 1 | 1 | 1 | 1 | 1 | 1 | 1 | 1 | 1
IA | solar-pv | solar pv | Summer | IA¦solar pv¦Summer | 1 | 1 | 1 | 1 | 1 | 1 | 1 | 1 | 1 | 1 | 1 | 1 | 1 | 1 | 1 | 1 | 1 | 1 | 1 | 1 | 1 | 1 | 1 | 1
IA | solar-pv | solar pv | Fall | IA¦solar pv¦Fall | 1 | 1 | 1 | 1 | 1 | 1 | 1 | 1 | 1 | 1 | 1 | 1 | 1 | 1 | 1 | 1 | 1 | 1 | 1 | 1 | 1 | 1 | 1 | 1
IA | solar-pv | solar pv | Summer Peak | IA¦solar pv¦Summer Peak | 1 | 1 | 1 | 1 | 0.3317 | 0.6255 | 0.7383 | 0.8389 | 0.8718 | 0.8859 | 0.8919 | 0.9224 | 0.9445 | 0.9462 | 0.9367 | 0.9307 | 0.8864 | 0.8945 | 0.9051 | 0.432 | 1 | 1 | 1 | 1
IA | solar-pv | solar pv | Winter Peak | IA¦solar pv¦Winter Peak | 1 | 1 | 1 | 1 | 1 | 1 | 1 | 0.3828 | 0.7153 | 0.7587 | 0.8017 | 0.8666 | 0.9012 | 0.7741 | 0.7702 | 0.7406 | 0 | 1 | 1 | 1 | 1 | 1 | 1 | 1
IA | solar-thermal | solar thermal | Winter | IA¦solar thermal¦Winter | 1 | 1 | 1 | 1 | 1 | 1 | 1 | 1 | 1 | 1 | 1 | 1 | 1 | 1 | 1 | 1 | 1 | 1 | 1 | 1 | 1 | 1 | 1 | 1
IA | solar-thermal | solar thermal | Spring | IA¦solar thermal¦Spring | 1 | 1 | 1 | 1 | 1 | 1 | 1 | 1 | 1 | 1 | 1 | 1 | 1 | 1 | 1 | 1 | 1 | 1 | 1 | 1 | 1 | 1 | 1 | 1
IA | solar-thermal | solar thermal | Summer | IA¦solar thermal¦Summer | 1 | 1 | 1 | 1 | 1 | 1 | 1 | 1 | 1 | 1 | 1 | 1 | 1 | 1 | 1 | 1 | 1 | 1 | 1 | 1 | 1 | 1 | 1 | 1
IA | solar-thermal | solar thermal | Fall | IA¦solar thermal¦Fall | 1 | 1 | 1 | 1 | 1 | 1 | 1 | 1 | 1 | 1 | 1 | 1 | 1 | 1 | 1 | 1 | 1 | 1 | 1 | 1 | 1 | 1 | 1 | 1
IA | solar-thermal | solar thermal | Summer Peak | IA¦solar thermal¦Summer Peak | 1 | 1 | 1 | 1 | 1 | 1 | 1 | 0 | 0.8639 | 1 | 1 | 0.9716 | 0.9672 | 1 | 1 | 1 | 1 | 1 | 1 | 0.9313 | 0.7022 | 1 | 1 | 1
IA | solar-thermal | solar thermal | Winter Peak | IA¦solar thermal¦Winter Peak | 1 | 1 | 1 | 1 | 1 | 1 | 1 | 1 | 1 | 0.2419 | 0.9532 | 0.8804 | 0.9782 | 0.9895 | 0.9927 | 1 | 1 | 1 | 0.8902 | 0 | 1 | 1 | 1 | 1
IA | offshore-wind | offshore wind | Winter | IA¦offshore wind¦Winter | 1 | 1 | 1 | 1 | 1 | 1 | 1 | 1 | 1 | 1 | 1 | 1 | 1 | 1 | 1 | 1 | 1 | 1 | 1 | 1 | 1 | 1 | 1 | 1
IA | offshore-wind | offshore wind | Spring | IA¦offshore wind¦Spring | 1 | 1 | 1 | 1 | 1 | 1 | 1 | 1 | 1 | 1 | 1 | 1 | 1 | 1 | 1 | 1 | 1 | 1 | 1 | 1 | 1 | 1 | 1 | 1
IA | offshore-wind | offshore wind | Summer | IA¦offshore wind¦Summer | 1 | 1 | 1 | 1 | 1 | 1 | 1 | 1 | 1 | 1 | 1 | 1 | 1 | 1 | 1 | 1 | 1 | 1 | 1 | 1 | 1 | 1 | 1 | 1
IA | offshore-wind | offshore wind | Fall | IA¦offshore wind¦Fall | 1 | 1 | 1 | 1 | 1 | 1 | 1 | 1 | 1 | 1 | 1 | 1 | 1 | 1 | 1 | 1 | 1 | 1 | 1 | 1 | 1 | 1 | 1 | 1
IA | offshore-wind | offshore wind | Summer Peak | IA¦offshore wind¦Summer Peak | 0.4081 | 0.4239 | 0.4576 | 0.5032 | 0.5365 | 0.594 | 0.6193 | 0.6886 | 0.7348 | 0.8435 | 0.782 | 0.7465 | 0.6369 | 0.6086 | 0.6434 | 0.6927 | 0.7145 | 0.7507 | 0.7249 | 0.6605 | 0.6914 | 0.6308 | 0.6343 | 0.6439
IA | offshore-wind | offshore wind | Winter Peak | IA¦offshore wind¦Winter Peak | 0.9531 | 0.9503 | 0.9554 | 0.9668 | 1 | 1 | 1 | 0.9921 | 0.9015 | 0.7978 | 0.7188 | 0.673 | 0.6086 | 0.5801 | 0.588 | 0.6102 | 0.6184 | 0.6091 | 0.6288 | 0.7289 | 0.8472 | 0.9222 | 0.8695 | 0.8054
ID | onshore-wind | onshore wind | Winter | ID¦onshore wind¦Winter | 1 | 1 | 1 | 1 | 1 | 1 | 1 | 1 | 1 | 1 | 1 | 1 | 1 | 1 | 1 | 1 | 1 | 1 | 1 | 1 | 1 | 1 | 1 | 1
ID | onshore-wind | onshore wind | Spring | ID¦onshore wind¦Spring | 1 | 1 | 1 | 1 | 1 | 1 | 1 | 1 | 1 | 1 | 1 | 1 | 1 | 1 | 1 | 1 | 1 | 1 | 1 | 1 | 1 | 1 | 1 | 1
ID | onshore-wind | onshore wind | Summer | ID¦onshore wind¦Summer | 1 | 1 | 1 | 1 | 1 | 1 | 1 | 1 | 1 | 1 | 1 | 1 | 1 | 1 | 1 | 1 | 1 | 1 | 1 | 1 | 1 | 1 | 1 | 1
ID | onshore-wind | onshore wind | Fall | ID¦onshore wind¦Fall | 1 | 1 | 1 | 1 | 1 | 1 | 1 | 1 | 1 | 1 | 1 | 1 | 1 | 1 | 1 | 1 | 1 | 1 | 1 | 1 | 1 | 1 | 1 | 1
ID | onshore-wind | onshore wind | Summer Peak | ID¦onshore wind¦Summer Peak | 0.4536 | 0.4841 | 0.5477 | 0.6226 | 0.6119 | 0.6399 | 0.6384 | 0.5213 | 0.4445 | 0.5151 | 0.5676 | 0.6702 | 0.4625 | 0.5116 | 0.5535 | 0.5901 | 0.7405 | 0.7317 | 0.5058 | 0.756 | 0.6378 | 0.5099 | 0.4569 | 0.3389
ID | onshore-wind | onshore wind | Winter Peak | ID¦onshore wind¦Winter Peak | 0.7346 | 0.7133 | 0.6706 | 0.6336 | 0.6197 | 0.6713 | 0.6759 | 0.6019 | 0.502 | 0.4476 | 0.3908 | 0.3858 | 0.3492 | 0.3258 | 0.3424 | 0.3896 | 0.4768 | 0.5217 | 0.5399 | 0.5645 | 0.6591 | 0.7573 | 0.8157 | 0.7379
ID | solar-pv | solar pv | Winter | ID¦solar pv¦Winter | 1 | 1 | 1 | 1 | 1 | 1 | 1 | 1 | 1 | 1 | 1 | 1 | 1 | 1 | 1 | 1 | 1 | 1 | 1 | 1 | 1 | 1 | 1 | 1
ID | solar-pv | solar pv | Spring | ID¦solar pv¦Spring | 1 | 1 | 1 | 1 | 1 | 1 | 1 | 1 | 1 | 1 | 1 | 1 | 1 | 1 | 1 | 1 | 1 | 1 | 1 | 1 | 1 | 1 | 1 | 1
ID | solar-pv | solar pv | Summer | ID¦solar pv¦Summer | 1 | 1 | 1 | 1 | 1 | 1 | 1 | 1 | 1 | 1 | 1 | 1 | 1 | 1 | 1 | 1 | 1 | 1 | 1 | 1 | 1 | 1 | 1 | 1
ID | solar-pv | solar pv | Fall | ID¦solar pv¦Fall | 1 | 1 | 1 | 1 | 1 | 1 | 1 | 1 | 1 | 1 | 1 | 1 | 1 | 1 | 1 | 1 | 1 | 1 | 1 | 1 | 1 | 1 | 1 | 1
ID | solar-pv | solar pv | Summer Peak | ID¦solar pv¦Summer Peak | 1 | 1 | 1 | 1 | 0.5816 | 0.8078 | 0.9133 | 0.9833 | 0.9863 | 0.9931 | 0.9888 | 0.9946 | 1 | 0.9783 | 0.9775 | 0.9808 | 0.9684 | 0.9356 | 0.7001 | 1 | 1 | 1 | 1 | 1
ID | solar-pv | solar pv | Winter Peak | ID¦solar pv¦Winter Peak | 1 | 1 | 1 | 1 | 1 | 1 | 0.5403 | 0.8102 | 0.9352 | 0.9616 | 0.9614 | 0.9778 | 0.9528 | 0.8512 | 0.9317 | 0.6433 | 0.0075 | 1 | 1 | 1 | 1 | 1 | 1 | 1
ID | solar-thermal | solar thermal | Winter | ID¦solar thermal¦Winter | 1 | 1 | 1 | 1 | 1 | 1 | 1 | 1 | 1 | 1 | 1 | 1 | 1 | 1 | 1 | 1 | 1 | 1 | 1 | 1 | 1 | 1 | 1 | 1
ID | solar-thermal | solar thermal | Spring | ID¦solar thermal¦Spring | 1 | 1 | 1 | 1 | 1 | 1 | 1 | 1 | 1 | 1 | 1 | 1 | 1 | 1 | 1 | 1 | 1 | 1 | 1 | 1 | 1 | 1 | 1 | 1
ID | solar-thermal | solar thermal | Summer | ID¦solar thermal¦Summer | 1 | 1 | 1 | 1 | 1 | 1 | 1 | 1 | 1 | 1 | 1 | 1 | 1 | 1 | 1 | 1 | 1 | 1 | 1 | 1 | 1 | 1 | 1 | 1
ID | solar-thermal | solar thermal | Fall | ID¦solar thermal¦Fall | 1 | 1 | 1 | 1 | 1 | 1 | 1 | 1 | 1 | 1 | 1 | 1 | 1 | 1 | 1 | 1 | 1 | 1 | 1 | 1 | 1 | 1 | 1 | 1
ID | solar-thermal | solar thermal | Summer Peak | ID¦solar thermal¦Summer Peak | 1 | 1 | 1 | 1 | 1 | 1 | 1 | 0 | 0.8639 | 1 | 1 | 0.9716 | 0.9672 | 1 | 1 | 1 | 1 | 1 | 1 | 0.9313 | 0.7022 | 1 | 1 | 1
ID | solar-thermal | solar thermal | Winter Peak | ID¦solar thermal¦Winter Peak | 1 | 1 | 1 | 1 | 1 | 1 | 1 | 1 | 1 | 0.2419 | 0.9532 | 0.8804 | 0.9782 | 0.9895 | 0.9927 | 1 | 1 | 1 | 0.8902 | 0 | 1 | 1 | 1 | 1
ID | offshore-wind | offshore wind | Winter | ID¦offshore wind¦Winter | 1 | 1 | 1 | 1 | 1 | 1 | 1 | 1 | 1 | 1 | 1 | 1 | 1 | 1 | 1 | 1 | 1 | 1 | 1 | 1 | 1 | 1 | 1 | 1
ID | offshore-wind | offshore wind | Spring | ID¦offshore wind¦Spring | 1 | 1 | 1 | 1 | 1 | 1 | 1 | 1 | 1 | 1 | 1 | 1 | 1 | 1 | 1 | 1 | 1 | 1 | 1 | 1 | 1 | 1 | 1 | 1
ID | offshore-wind | offshore wind | Summer | ID¦offshore wind¦Summer | 1 | 1 | 1 | 1 | 1 | 1 | 1 | 1 | 1 | 1 | 1 | 1 | 1 | 1 | 1 | 1 | 1 | 1 | 1 | 1 | 1 | 1 | 1 | 1
ID | offshore-wind | offshore wind | Fall | ID¦offshore wind¦Fall | 1 | 1 | 1 | 1 | 1 | 1 | 1 | 1 | 1 | 1 | 1 | 1 | 1 | 1 | 1 | 1 | 1 | 1 | 1 | 1 | 1 | 1 | 1 | 1
ID | offshore-wind | offshore wind | Summer Peak | ID¦offshore wind¦Summer Peak | 0.4081 | 0.4239 | 0.4576 | 0.5032 | 0.5365 | 0.594 | 0.6193 | 0.6886 | 0.7348 | 0.8435 | 0.782 | 0.7465 | 0.6369 | 0.6086 | 0.6434 | 0.6927 | 0.7145 | 0.7507 | 0.7249 | 0.6605 | 0.6914 | 0.6308 | 0.6343 | 0.6439
ID | offshore-wind | offshore wind | Winter Peak | ID¦offshore wind¦Winter Peak | 0.9531 | 0.9503 | 0.9554 | 0.9668 | 1 | 1 | 1 | 0.9921 | 0.9015 | 0.7978 | 0.7188 | 0.673 | 0.6086 | 0.5801 | 0.588 | 0.6102 | 0.6184 | 0.6091 | 0.6288 | 0.7289 | 0.8472 | 0.9222 | 0.8695 | 0.8054
IL | onshore-wind | onshore wind | Winter | IL¦onshore wind¦Winter | 1 | 1 | 1 | 1 | 1 | 1 | 1 | 1 | 1 | 1 | 1 | 1 | 1 | 1 | 1 | 1 | 1 | 1 | 1 | 1 | 1 | 1 | 1 | 1
IL | onshore-wind | onshore wind | Spring | IL¦onshore wind¦Spring | 1 | 1 | 1 | 1 | 1 | 1 | 1 | 1 | 1 | 1 | 1 | 1 | 1 | 1 | 1 | 1 | 1 | 1 | 1 | 1 | 1 | 1 | 1 | 1
IL | onshore-wind | onshore wind | Summer | IL¦onshore wind¦Summer | 1 | 1 | 1 | 1 | 1 | 1 | 1 | 1 | 1 | 1 | 1 | 1 | 1 | 1 | 1 | 1 | 1 | 1 | 1 | 1 | 1 | 1 | 1 | 1
IL | onshore-wind | onshore wind | Fall | IL¦onshore wind¦Fall | 1 | 1 | 1 | 1 | 1 | 1 | 1 | 1 | 1 | 1 | 1 | 1 | 1 | 1 | 1 | 1 | 1 | 1 | 1 | 1 | 1 | 1 | 1 | 1
IL | onshore-wind | onshore wind | Summer Peak | IL¦onshore wind¦Summer Peak | 0.6564 | 0.8357 | 0.8092 | 0.7681 | 0.69 | 0.5909 | 0.5286 | 0.514 | 0.4928 | 0.4593 | 0.3573 | 0.3267 | 0.2917 | 0.2591 | 0.2449 | 0.2078 | 0.1572 | 0.3947 | 0.5286 | 0.6458 | 0.5933 | 0.4685 | 0.4806 | 0.5056
IL | onshore-wind | onshore wind | Winter Peak | IL¦onshore wind¦Winter Peak | 0.3313 | 0.3714 | 0.4147 | 0.4448 | 0.5842 | 0.6399 | 0.5922 | 0.6017 | 0.5045 | 0.1017 | 0.1078 | 0.0448 | 0.0268 | 0.0642 | 0.0806 | 0.0764 | 0.1162 | 0.1192 | 0.1092 | 0.1396 | 0.1625 | 0.1965 | 0.2368 | 0.372
IL | solar-pv | solar pv | Winter | IL¦solar pv¦Winter | 1 | 1 | 1 | 1 | 1 | 1 | 1 | 1 | 1 | 1 | 1 | 1 | 1 | 1 | 1 | 1 | 1 | 1 | 1 | 1 | 1 | 1 | 1 | 1
IL | solar-pv | solar pv | Spring | IL¦solar pv¦Spring | 1 | 1 | 1 | 1 | 1 | 1 | 1 | 1 | 1 | 1 | 1 | 1 | 1 | 1 | 1 | 1 | 1 | 1 | 1 | 1 | 1 | 1 | 1 | 1
IL | solar-pv | solar pv | Summer | IL¦solar pv¦Summer | 1 | 1 | 1 | 1 | 1 | 1 | 1 | 1 | 1 | 1 | 1 | 1 | 1 | 1 | 1 | 1 | 1 | 1 | 1 | 1 | 1 | 1 | 1 | 1
IL | solar-pv | solar pv | Fall | IL¦solar pv¦Fall | 1 | 1 | 1 | 1 | 1 | 1 | 1 | 1 | 1 | 1 | 1 | 1 | 1 | 1 | 1 | 1 | 1 | 1 | 1 | 1 | 1 | 1 | 1 | 1
IL | solar-pv | solar pv | Summer Peak | IL¦solar pv¦Summer Peak | 1 | 1 | 1 | 1 | 0.743 | 1 | 1 | 1 | 0.9591 | 0.9193 | 0.9308 | 0.9097 | 0.9405 | 0.9215 | 0.9092 | 0.9717 | 0.9943 | 0.8782 | 0.003 | 1 | 1 | 1 | 1 | 1
IL | solar-pv | solar pv | Winter Peak | IL¦solar pv¦Winter Peak | 1 | 1 | 1 | 1 | 1 | 1 | 1 | 0.6419 | 0.9483 | 0.7531 | 0.74 | 0.7007 | 0.6364 | 0.5233 | 0.4757 | 0.3521 | 1 | 1 | 1 | 1 | 1 | 1 | 1 | 1
IL | solar-thermal | solar thermal | Winter | IL¦solar thermal¦Winter | 1 | 1 | 1 | 1 | 1 | 1 | 1 | 1 | 1 | 1 | 1 | 1 | 1 | 1 | 1 | 1 | 1 | 1 | 1 | 1 | 1 | 1 | 1 | 1
IL | solar-thermal | solar thermal | Spring | IL¦solar thermal¦Spring | 1 | 1 | 1 | 1 | 1 | 1 | 1 | 1 | 1 | 1 | 1 | 1 | 1 | 1 | 1 | 1 | 1 | 1 | 1 | 1 | 1 | 1 | 1 | 1
IL | solar-thermal | solar thermal | Summer | IL¦solar thermal¦Summer | 1 | 1 | 1 | 1 | 1 | 1 | 1 | 1 | 1 | 1 | 1 | 1 | 1 | 1 | 1 | 1 | 1 | 1 | 1 | 1 | 1 | 1 | 1 | 1
IL | solar-thermal | solar thermal | Fall | IL¦solar thermal¦Fall | 1 | 1 | 1 | 1 | 1 | 1 | 1 | 1 | 1 | 1 | 1 | 1 | 1 | 1 | 1 | 1 | 1 | 1 | 1 | 1 | 1 | 1 | 1 | 1
IL | solar-thermal | solar thermal | Summer Peak | IL¦solar thermal¦Summer Peak | 1 | 1 | 1 | 1 | 1 | 1 | 1 | 0 | 0.8639 | 1 | 1 | 0.9716 | 0.9672 | 1 | 1 | 1 | 1 | 1 | 1 | 0.9313 | 0.7022 | 1 | 1 | 1
IL | solar-thermal | solar thermal | Winter Peak | IL¦solar thermal¦Winter Peak | 1 | 1 | 1 | 1 | 1 | 1 | 1 | 1 | 1 | 0.2419 | 0.9532 | 0.8804 | 0.9782 | 0.9895 | 0.9927 | 1 | 1 | 1 | 0.8902 | 0 | 1 | 1 | 1 | 1
IL | offshore-wind | offshore wind | Winter | IL¦offshore wind¦Winter | 1 | 1 | 1 | 1 | 1 | 1 | 1 | 1 | 1 | 1 | 1 | 1 | 1 | 1 | 1 | 1 | 1 | 1 | 1 | 1 | 1 | 1 | 1 | 1
IL | offshore-wind | offshore wind | Spring | IL¦offshore wind¦Spring | 1 | 1 | 1 | 1 | 1 | 1 | 1 | 1 | 1 | 1 | 1 | 1 | 1 | 1 | 1 | 1 | 1 | 1 | 1 | 1 | 1 | 1 | 1 | 1
IL | offshore-wind | offshore wind | Summer | IL¦offshore wind¦Summer | 1 | 1 | 1 | 1 | 1 | 1 | 1 | 1 | 1 | 1 | 1 | 1 | 1 | 1 | 1 | 1 | 1 | 1 | 1 | 1 | 1 | 1 | 1 | 1
IL | offshore-wind | offshore wind | Fall | IL¦offshore wind¦Fall | 1 | 1 | 1 | 1 | 1 | 1 | 1 | 1 | 1 | 1 | 1 | 1 | 1 | 1 | 1 | 1 | 1 | 1 | 1 | 1 | 1 | 1 | 1 | 1
IL | offshore-wind | offshore wind | Summer Peak | IL¦offshore wind¦Summer Peak | 0.4081 | 0.4239 | 0.4576 | 0.5032 | 0.5365 | 0.594 | 0.6193 | 0.6886 | 0.7348 | 0.8435 | 0.782 | 0.7465 | 0.6369 | 0.6086 | 0.6434 | 0.6927 | 0.7145 | 0.7507 | 0.7249 | 0.6605 | 0.6914 | 0.6308 | 0.6343 | 0.6439
IL | offshore-wind | offshore wind | Winter Peak | IL¦offshore wind¦Winter Peak | 0.9531 | 0.9503 | 0.9554 | 0.9668 | 1 | 1 | 1 | 0.9921 | 0.9015 | 0.7978 | 0.7188 | 0.673 | 0.6086 | 0.5801 | 0.588 | 0.6102 | 0.6184 | 0.6091 | 0.6288 | 0.7289 | 0.8472 | 0.9222 | 0.8695 | 0.8054
IN | onshore-wind | onshore wind | Winter | IN¦onshore wind¦Winter | 1 | 1 | 1 | 1 | 1 | 1 | 1 | 1 | 1 | 1 | 1 | 1 | 1 | 1 | 1 | 1 | 1 | 1 | 1 | 1 | 1 | 1 | 1 | 1
IN | onshore-wind | onshore wind | Spring | IN¦onshore wind¦Spring | 1 | 1 | 1 | 1 | 1 | 1 | 1 | 1 | 1 | 1 | 1 | 1 | 1 | 1 | 1 | 1 | 1 | 1 | 1 | 1 | 1 | 1 | 1 | 1
IN | onshore-wind | onshore wind | Summer | IN¦onshore wind¦Summer | 1 | 1 | 1 | 1 | 1 | 1 | 1 | 1 | 1 | 1 | 1 | 1 | 1 | 1 | 1 | 1 | 1 | 1 | 1 | 1 | 1 | 1 | 1 | 1
IN | onshore-wind | onshore wind | Fall | IN¦onshore wind¦Fall | 1 | 1 | 1 | 1 | 1 | 1 | 1 | 1 | 1 | 1 | 1 | 1 | 1 | 1 | 1 | 1 | 1 | 1 | 1 | 1 | 1 | 1 | 1 | 1
IN | onshore-wind | onshore wind | Summer Peak | IN¦onshore wind¦Summer Peak | 0.2747 | 0.3258 | 0.3257 | 0.3089 | 0.3291 | 0.3253 | 0.5657 | 0.4277 | 0.1054 | 0.1082 | 0.1389 | 0.3554 | 0.2616 | 0.3167 | 0.3891 | 0.4263 | 0.4913 | 0.4656 | 0.4449 | 0.332 | 0.3337 | 0.2848 | 0.264 | 0.2369
IN | onshore-wind | onshore wind | Winter Peak | IN¦onshore wind¦Winter Peak | 0.5165 | 0.4635 | 0.4331 | 0.4294 | 0.3363 | 0.3224 | 0.4113 | 0.6009 | 0.698 | 0.7195 | 0.4392 | 0.3597 | 0.3878 | 0.4092 | 0.2255 | 0.1524 | 0.1669 | 0.2274 | 0.3201 | 0.3708 | 0.3888 | 0.4392 | 0.4682 | 0.4674
IN | solar-pv | solar pv | Winter | IN¦solar pv¦Winter | 1 | 1 | 1 | 1 | 1 | 1 | 1 | 1 | 1 | 1 | 1 | 1 | 1 | 1 | 1 | 1 | 1 | 1 | 1 | 1 | 1 | 1 | 1 | 1
IN | solar-pv | solar pv | Spring | IN¦solar pv¦Spring | 1 | 1 | 1 | 1 | 1 | 1 | 1 | 1 | 1 | 1 | 1 | 1 | 1 | 1 | 1 | 1 | 1 | 1 | 1 | 1 | 1 | 1 | 1 | 1
IN | solar-pv | solar pv | Summer | IN¦solar pv¦Summer | 1 | 1 | 1 | 1 | 1 | 1 | 1 | 1 | 1 | 1 | 1 | 1 | 1 | 1 | 1 | 1 | 1 | 1 | 1 | 1 | 1 | 1 | 1 | 1
IN | solar-pv | solar pv | Fall | IN¦solar pv¦Fall | 1 | 1 | 1 | 1 | 1 | 1 | 1 | 1 | 1 | 1 | 1 | 1 | 1 | 1 | 1 | 1 | 1 | 1 | 1 | 1 | 1 | 1 | 1 | 1
IN | solar-pv | solar pv | Summer Peak | IN¦solar pv¦Summer Peak | 1 | 1 | 1 | 1 | 1 | 0.237 | 0.8794 | 0.9827 | 1 | 0.9891 | 0.9713 | 0.9575 | 0.9658 | 0.956 | 0.9259 | 0.867 | 0.9012 | 0.9102 | 0.716 | 1 | 1 | 1 | 1 | 1
IN | solar-pv | solar pv | Winter Peak | IN¦solar pv¦Winter Peak | 1 | 1 | 1 | 1 | 1 | 1 | 1 | 0.4656 | 0.5769 | 0.5735 | 0.6076 | 0.7502 | 0.7554 | 0.7595 | 0.6568 | 0.4946 | 0.393 | 1 | 1 | 1 | 1 | 1 | 1 | 1
IN | solar-thermal | solar thermal | Winter | IN¦solar thermal¦Winter | 1 | 1 | 1 | 1 | 1 | 1 | 1 | 1 | 1 | 1 | 1 | 1 | 1 | 1 | 1 | 1 | 1 | 1 | 1 | 1 | 1 | 1 | 1 | 1
IN | solar-thermal | solar thermal | Spring | IN¦solar thermal¦Spring | 1 | 1 | 1 | 1 | 1 | 1 | 1 | 1 | 1 | 1 | 1 | 1 | 1 | 1 | 1 | 1 | 1 | 1 | 1 | 1 | 1 | 1 | 1 | 1
IN | solar-thermal | solar thermal | Summer | IN¦solar thermal¦Summer | 1 | 1 | 1 | 1 | 1 | 1 | 1 | 1 | 1 | 1 | 1 | 1 | 1 | 1 | 1 | 1 | 1 | 1 | 1 | 1 | 1 | 1 | 1 | 1
IN | solar-thermal | solar thermal | Fall | IN¦solar thermal¦Fall | 1 | 1 | 1 | 1 | 1 | 1 | 1 | 1 | 1 | 1 | 1 | 1 | 1 | 1 | 1 | 1 | 1 | 1 | 1 | 1 | 1 | 1 | 1 | 1
IN | solar-thermal | solar thermal | Summer Peak | IN¦solar thermal¦Summer Peak | 1 | 1 | 1 | 1 | 1 | 1 | 1 | 0 | 0.8639 | 1 | 1 | 0.9716 | 0.9672 | 1 | 1 | 1 | 1 | 1 | 1 | 0.9313 | 0.7022 | 1 | 1 | 1
IN | solar-thermal | solar thermal | Winter Peak | IN¦solar thermal¦Winter Peak | 1 | 1 | 1 | 1 | 1 | 1 | 1 | 1 | 1 | 0.2419 | 0.9532 | 0.8804 | 0.9782 | 0.9895 | 0.9927 | 1 | 1 | 1 | 0.8902 | 0 | 1 | 1 | 1 | 1
IN | offshore-wind | offshore wind | Winter | IN¦offshore wind¦Winter | 1 | 1 | 1 | 1 | 1 | 1 | 1 | 1 | 1 | 1 | 1 | 1 | 1 | 1 | 1 | 1 | 1 | 1 | 1 | 1 | 1 | 1 | 1 | 1
IN | offshore-wind | offshore wind | Spring | IN¦offshore wind¦Spring | 1 | 1 | 1 | 1 | 1 | 1 | 1 | 1 | 1 | 1 | 1 | 1 | 1 | 1 | 1 | 1 | 1 | 1 | 1 | 1 | 1 | 1 | 1 | 1
IN | offshore-wind | offshore wind | Summer | IN¦offshore wind¦Summer | 1 | 1 | 1 | 1 | 1 | 1 | 1 | 1 | 1 | 1 | 1 | 1 | 1 | 1 | 1 | 1 | 1 | 1 | 1 | 1 | 1 | 1 | 1 | 1
IN | offshore-wind | offshore wind | Fall | IN¦offshore wind¦Fall | 1 | 1 | 1 | 1 | 1 | 1 | 1 | 1 | 1 | 1 | 1 | 1 | 1 | 1 | 1 | 1 | 1 | 1 | 1 | 1 | 1 | 1 | 1 | 1
IN | offshore-wind | offshore wind | Summer Peak | IN¦offshore wind¦Summer Peak | 0.4081 | 0.4239 | 0.4576 | 0.5032 | 0.5365 | 0.594 | 0.6193 | 0.6886 | 0.7348 | 0.8435 | 0.782 | 0.7465 | 0.6369 | 0.6086 | 0.6434 | 0.6927 | 0.7145 | 0.7507 | 0.7249 | 0.6605 | 0.6914 | 0.6308 | 0.6343 | 0.6439
IN | offshore-wind | offshore wind | Winter Peak | IN¦offshore wind¦Winter Peak | 0.9531 | 0.9503 | 0.9554 | 0.9668 | 1 | 1 | 1 | 0.9921 | 0.9015 | 0.7978 | 0.7188 | 0.673 | 0.6086 | 0.5801 | 0.588 | 0.6102 | 0.6184 | 0.6091 | 0.6288 | 0.7289 | 0.8472 | 0.9222 | 0.8695 | 0.8054
KS | onshore-wind | onshore wind | Winter | KS¦onshore wind¦Winter | 1 | 1 | 1 | 1 | 1 | 1 | 1 | 1 | 1 | 1 | 1 | 1 | 1 | 1 | 1 | 1 | 1 | 1 | 1 | 1 | 1 | 1 | 1 | 1
KS | onshore-wind | onshore wind | Spring | KS¦onshore wind¦Spring | 1 | 1 | 1 | 1 | 1 | 1 | 1 | 1 | 1 | 1 | 1 | 1 | 1 | 1 | 1 | 1 | 1 | 1 | 1 | 1 | 1 | 1 | 1 | 1
KS | onshore-wind | onshore wind | Summer | KS¦onshore wind¦Summer | 1 | 1 | 1 | 1 | 1 | 1 | 1 | 1 | 1 | 1 | 1 | 1 | 1 | 1 | 1 | 1 | 1 | 1 | 1 | 1 | 1 | 1 | 1 | 1
KS | onshore-wind | onshore wind | Fall | KS¦onshore wind¦Fall | 1 | 1 | 1 | 1 | 1 | 1 | 1 | 1 | 1 | 1 | 1 | 1 | 1 | 1 | 1 | 1 | 1 | 1 | 1 | 1 | 1 | 1 | 1 | 1
KS | onshore-wind | onshore wind | Summer Peak | KS¦onshore wind¦Summer Peak | 0.6869 | 0.6718 | 0.6528 | 0.7675 | 0.87 | 0.9253 | 0.8549 | 0.5889 | 0.519 | 0.5045 | 0.4392 | 0.4206 | 0.3833 | 0.4416 | 0.5249 | 0.5019 | 0.6228 | 0.7751 | 0.8857 | 0.848 | 0.8424 | 0.854 | 0.8315 | 0.7547
KS | onshore-wind | onshore wind | Winter Peak | KS¦onshore wind¦Winter Peak | 0.2471 | 0.2315 | 0.2691 | 0.383 | 0.3361 | 0.2575 | 0.2106 | 0.2384 | 0.3474 | 0.6256 | 0.2429 | 0.1669 | 0.2316 | 0.374 | 0.517 | 0.5973 | 0.7362 | 0.7148 | 0.6874 | 0.7112 | 0.699 | 0.6729 | 0.8003 | 0.707
KS | solar-pv | solar pv | Winter | KS¦solar pv¦Winter | 1 | 1 | 1 | 1 | 1 | 1 | 1 | 1 | 1 | 1 | 1 | 1 | 1 | 1 | 1 | 1 | 1 | 1 | 1 | 1 | 1 | 1 | 1 | 1
KS | solar-pv | solar pv | Spring | KS¦solar pv¦Spring | 1 | 1 | 1 | 1 | 1 | 1 | 1 | 1 | 1 | 1 | 1 | 1 | 1 | 1 | 1 | 1 | 1 | 1 | 1 | 1 | 1 | 1 | 1 | 1
KS | solar-pv | solar pv | Summer | KS¦solar pv¦Summer | 1 | 1 | 1 | 1 | 1 | 1 | 1 | 1 | 1 | 1 | 1 | 1 | 1 | 1 | 1 | 1 | 1 | 1 | 1 | 1 | 1 | 1 | 1 | 1
KS | solar-pv | solar pv | Fall | KS¦solar pv¦Fall | 1 | 1 | 1 | 1 | 1 | 1 | 1 | 1 | 1 | 1 | 1 | 1 | 1 | 1 | 1 | 1 | 1 | 1 | 1 | 1 | 1 | 1 | 1 | 1
KS | solar-pv | solar pv | Summer Peak | KS¦solar pv¦Summer Peak | 1 | 1 | 1 | 1 | 1 | 0.0084 | 0.7971 | 0.8913 | 0.9584 | 0.9327 | 0.9821 | 0.9752 | 0.9802 | 0.9472 | 0.8186 | 0.9359 | 0.9694 | 0.9277 | 0.2359 | 1 | 1 | 1 | 1 | 1
KS | solar-pv | solar pv | Winter Peak | KS¦solar pv¦Winter Peak | 1 | 1 | 1 | 1 | 1 | 1 | 1 | 0.0066 | 0.653 | 1 | 1 | 1 | 1 | 0.9331 | 0.9544 | 0.9433 | 0.8712 | 1 | 1 | 1 | 1 | 1 | 1 | 1
KS | solar-thermal | solar thermal | Winter | KS¦solar thermal¦Winter | 1 | 1 | 1 | 1 | 1 | 1 | 1 | 1 | 1 | 1 | 1 | 1 | 1 | 1 | 1 | 1 | 1 | 1 | 1 | 1 | 1 | 1 | 1 | 1
KS | solar-thermal | solar thermal | Spring | KS¦solar thermal¦Spring | 1 | 1 | 1 | 1 | 1 | 1 | 1 | 1 | 1 | 1 | 1 | 1 | 1 | 1 | 1 | 1 | 1 | 1 | 1 | 1 | 1 | 1 | 1 | 1
KS | solar-thermal | solar thermal | Summer | KS¦solar thermal¦Summer | 1 | 1 | 1 | 1 | 1 | 1 | 1 | 1 | 1 | 1 | 1 | 1 | 1 | 1 | 1 | 1 | 1 | 1 | 1 | 1 | 1 | 1 | 1 | 1
KS | solar-thermal | solar thermal | Fall | KS¦solar thermal¦Fall | 1 | 1 | 1 | 1 | 1 | 1 | 1 | 1 | 1 | 1 | 1 | 1 | 1 | 1 | 1 | 1 | 1 | 1 | 1 | 1 | 1 | 1 | 1 | 1
KS | solar-thermal | solar thermal | Summer Peak | KS¦solar thermal¦Summer Peak | 1 | 1 | 1 | 1 | 1 | 1 | 1 | 0 | 0.8639 | 1 | 1 | 0.9716 | 0.9672 | 1 | 1 | 1 | 1 | 1 | 1 | 0.9313 | 0.7022 | 1 | 1 | 1
KS | solar-thermal | solar thermal | Winter Peak | KS¦solar thermal¦Winter Peak | 1 | 1 | 1 | 1 | 1 | 1 | 1 | 1 | 1 | 0.2419 | 0.9532 | 0.8804 | 0.9782 | 0.9895 | 0.9927 | 1 | 1 | 1 | 0.8902 | 0 | 1 | 1 | 1 | 1
KS | offshore-wind | offshore wind | Winter | KS¦offshore wind¦Winter | 1 | 1 | 1 | 1 | 1 | 1 | 1 | 1 | 1 | 1 | 1 | 1 | 1 | 1 | 1 | 1 | 1 | 1 | 1 | 1 | 1 | 1 | 1 | 1
KS | offshore-wind | offshore wind | Spring | KS¦offshore wind¦Spring | 1 | 1 | 1 | 1 | 1 | 1 | 1 | 1 | 1 | 1 | 1 | 1 | 1 | 1 | 1 | 1 | 1 | 1 | 1 | 1 | 1 | 1 | 1 | 1
KS | offshore-wind | offshore wind | Summer | KS¦offshore wind¦Summer | 1 | 1 | 1 | 1 | 1 | 1 | 1 | 1 | 1 | 1 | 1 | 1 | 1 | 1 | 1 | 1 | 1 | 1 | 1 | 1 | 1 | 1 | 1 | 1
KS | offshore-wind | offshore wind | Fall | KS¦offshore wind¦Fall | 1 | 1 | 1 | 1 | 1 | 1 | 1 | 1 | 1 | 1 | 1 | 1 | 1 | 1 | 1 | 1 | 1 | 1 | 1 | 1 | 1 | 1 | 1 | 1
KS | offshore-wind | offshore wind | Summer Peak | KS¦offshore wind¦Summer Peak | 0.4081 | 0.4239 | 0.4576 | 0.5032 | 0.5365 | 0.594 | 0.6193 | 0.6886 | 0.7348 | 0.8435 | 0.782 | 0.7465 | 0.6369 | 0.6086 | 0.6434 | 0.6927 | 0.7145 | 0.7507 | 0.7249 | 0.6605 | 0.6914 | 0.6308 | 0.6343 | 0.6439
KS | offshore-wind | offshore wind | Winter Peak | KS¦offshore wind¦Winter Peak | 0.9531 | 0.9503 | 0.9554 | 0.9668 | 1 | 1 | 1 | 0.9921 | 0.9015 | 0.7978 | 0.7188 | 0.673 | 0.6086 | 0.5801 | 0.588 | 0.6102 | 0.6184 | 0.6091 | 0.6288 | 0.7289 | 0.8472 | 0.9222 | 0.8695 | 0.8054
KY | onshore-wind | onshore wind | Winter | KY¦onshore wind¦Winter | 1 | 1 | 1 | 1 | 1 | 1 | 1 | 1 | 1 | 1 | 1 | 1 | 1 | 1 | 1 | 1 | 1 | 1 | 1 | 1 | 1 | 1 | 1 | 1
KY | onshore-wind | onshore wind | Spring | KY¦onshore wind¦Spring | 1 | 1 | 1 | 1 | 1 | 1 | 1 | 1 | 1 | 1 | 1 | 1 | 1 | 1 | 1 | 1 | 1 | 1 | 1 | 1 | 1 | 1 | 1 | 1
KY | onshore-wind | onshore wind | Summer | KY¦onshore wind¦Summer | 1 | 1 | 1 | 1 | 1 | 1 | 1 | 1 | 1 | 1 | 1 | 1 | 1 | 1 | 1 | 1 | 1 | 1 | 1 | 1 | 1 | 1 | 1 | 1
KY | onshore-wind | onshore wind | Fall | KY¦onshore wind¦Fall | 1 | 1 | 1 | 1 | 1 | 1 | 1 | 1 | 1 | 1 | 1 | 1 | 1 | 1 | 1 | 1 | 1 | 1 | 1 | 1 | 1 | 1 | 1 | 1
KY | onshore-wind | onshore wind | Summer Peak | KY¦onshore wind¦Summer Peak | 0.9213 | 0.928 | 0.9529 | 0.9494 | 0.9344 | 0.9422 | 0.9618 | 0.916 | 0.817 | 0.7732 | 0.7672 | 0.7559 | 0.6911 | 0.7569 | 0.8218 | 0.8394 | 0.8623 | 0.8938 | 0.9103 | 0.9335 | 0.929 | 0.9536 | 0.9761 | 0.9895
KY | onshore-wind | onshore wind | Winter Peak | KY¦onshore wind¦Winter Peak | 0.8839 | 0.8569 | 0.8389 | 0.8246 | 0.8097 | 0.7799 | 0.7956 | 0.8067 | 0.8546 | 0.8916 | 0.9459 | 0.9592 | 0.972 | 0.9603 | 0.8889 | 0.8507 | 0.9267 | 0.8877 | 0.8751 | 0.8409 | 0.8108 | 0.8073 | 0.7985 | 0.7899
KY | solar-pv | solar pv | Winter | KY¦solar pv¦Winter | 1 | 1 | 1 | 1 | 1 | 1 | 1 | 1 | 1 | 1 | 1 | 1 | 1 | 1 | 1 | 1 | 1 | 1 | 1 | 1 | 1 | 1 | 1 | 1
KY | solar-pv | solar pv | Spring | KY¦solar pv¦Spring | 1 | 1 | 1 | 1 | 1 | 1 | 1 | 1 | 1 | 1 | 1 | 1 | 1 | 1 | 1 | 1 | 1 | 1 | 1 | 1 | 1 | 1 | 1 | 1
KY | solar-pv | solar pv | Summer | KY¦solar pv¦Summer | 1 | 1 | 1 | 1 | 1 | 1 | 1 | 1 | 1 | 1 | 1 | 1 | 1 | 1 | 1 | 1 | 1 | 1 | 1 | 1 | 1 | 1 | 1 | 1
KY | solar-pv | solar pv | Fall | KY¦solar pv¦Fall | 1 | 1 | 1 | 1 | 1 | 1 | 1 | 1 | 1 | 1 | 1 | 1 | 1 | 1 | 1 | 1 | 1 | 1 | 1 | 1 | 1 | 1 | 1 | 1
KY | solar-pv | solar pv | Summer Peak | KY¦solar pv¦Summer Peak | 1 | 1 | 1 | 1 | 1 | 0.1014 | 0.7064 | 0.9045 | 0.9452 | 0.9137 | 0.9861 | 0.9768 | 0.9755 | 0.9357 | 0.9052 | 0.9275 | 0.9163 | 0.9028 | 0.8241 | 1 | 1 | 1 | 1 | 1
KY | solar-pv | solar pv | Winter Peak | KY¦solar pv¦Winter Peak | 1 | 1 | 1 | 1 | 1 | 1 | 1 | 0.1944 | 0.4441 | 0.5647 | 0.5915 | 0.6445 | 0.7526 | 0.723 | 0.5852 | 0.4786 | 0.8717 | 1 | 1 | 1 | 1 | 1 | 1 | 1
KY | solar-thermal | solar thermal | Winter | KY¦solar thermal¦Winter | 1 | 1 | 1 | 1 | 1 | 1 | 1 | 1 | 1 | 1 | 1 | 1 | 1 | 1 | 1 | 1 | 1 | 1 | 1 | 1 | 1 | 1 | 1 | 1
KY | solar-thermal | solar thermal | Spring | KY¦solar thermal¦Spring | 1 | 1 | 1 | 1 | 1 | 1 | 1 | 1 | 1 | 1 | 1 | 1 | 1 | 1 | 1 | 1 | 1 | 1 | 1 | 1 | 1 | 1 | 1 | 1
KY | solar-thermal | solar thermal | Summer | KY¦solar thermal¦Summer | 1 | 1 | 1 | 1 | 1 | 1 | 1 | 1 | 1 | 1 | 1 | 1 | 1 | 1 | 1 | 1 | 1 | 1 | 1 | 1 | 1 | 1 | 1 | 1
KY | solar-thermal | solar thermal | Fall | KY¦solar thermal¦Fall | 1 | 1 | 1 | 1 | 1 | 1 | 1 | 1 | 1 | 1 | 1 | 1 | 1 | 1 | 1 | 1 | 1 | 1 | 1 | 1 | 1 | 1 | 1 | 1
KY | solar-thermal | solar thermal | Summer Peak | KY¦solar thermal¦Summer Peak | 1 | 1 | 1 | 1 | 1 | 1 | 1 | 0 | 0.8639 | 1 | 1 | 0.9716 | 0.9672 | 1 | 1 | 1 | 1 | 1 | 1 | 0.9313 | 0.7022 | 1 | 1 | 1
KY | solar-thermal | solar thermal | Winter Peak | KY¦solar thermal¦Winter Peak | 1 | 1 | 1 | 1 | 1 | 1 | 1 | 1 | 1 | 0.2419 | 0.9532 | 0.8804 | 0.9782 | 0.9895 | 0.9927 | 1 | 1 | 1 | 0.8902 | 0 | 1 | 1 | 1 | 1
KY | offshore-wind | offshore wind | Winter | KY¦offshore wind¦Winter | 1 | 1 | 1 | 1 | 1 | 1 | 1 | 1 | 1 | 1 | 1 | 1 | 1 | 1 | 1 | 1 | 1 | 1 | 1 | 1 | 1 | 1 | 1 | 1
KY | offshore-wind | offshore wind | Spring | KY¦offshore wind¦Spring | 1 | 1 | 1 | 1 | 1 | 1 | 1 | 1 | 1 | 1 | 1 | 1 | 1 | 1 | 1 | 1 | 1 | 1 | 1 | 1 | 1 | 1 | 1 | 1
KY | offshore-wind | offshore wind | Summer | KY¦offshore wind¦Summer | 1 | 1 | 1 | 1 | 1 | 1 | 1 | 1 | 1 | 1 | 1 | 1 | 1 | 1 | 1 | 1 | 1 | 1 | 1 | 1 | 1 | 1 | 1 | 1
KY | offshore-wind | offshore wind | Fall | KY¦offshore wind¦Fall | 1 | 1 | 1 | 1 | 1 | 1 | 1 | 1 | 1 | 1 | 1 | 1 | 1 | 1 | 1 | 1 | 1 | 1 | 1 | 1 | 1 | 1 | 1 | 1
KY | offshore-wind | offshore wind | Summer Peak | KY¦offshore wind¦Summer Peak | 0.4081 | 0.4239 | 0.4576 | 0.5032 | 0.5365 | 0.594 | 0.6193 | 0.6886 | 0.7348 | 0.8435 | 0.782 | 0.7465 | 0.6369 | 0.6086 | 0.6434 | 0.6927 | 0.7145 | 0.7507 | 0.7249 | 0.6605 | 0.6914 | 0.6308 | 0.6343 | 0.6439
KY | offshore-wind | offshore wind | Winter Peak | KY¦offshore wind¦Winter Peak | 0.9531 | 0.9503 | 0.9554 | 0.9668 | 1 | 1 | 1 | 0.9921 | 0.9015 | 0.7978 | 0.7188 | 0.673 | 0.6086 | 0.5801 | 0.588 | 0.6102 | 0.6184 | 0.6091 | 0.6288 | 0.7289 | 0.8472 | 0.9222 | 0.8695 | 0.8054
LA | onshore-wind | onshore wind | Winter | LA¦onshore wind¦Winter | 1 | 1 | 1 | 1 | 1 | 1 | 1 | 1 | 1 | 1 | 1 | 1 | 1 | 1 | 1 | 1 | 1 | 1 | 1 | 1 | 1 | 1 | 1 | 1
LA | onshore-wind | onshore wind | Spring | LA¦onshore wind¦Spring | 1 | 1 | 1 | 1 | 1 | 1 | 1 | 1 | 1 | 1 | 1 | 1 | 1 | 1 | 1 | 1 | 1 | 1 | 1 | 1 | 1 | 1 | 1 | 1
LA | onshore-wind | onshore wind | Summer | LA¦onshore wind¦Summer | 1 | 1 | 1 | 1 | 1 | 1 | 1 | 1 | 1 | 1 | 1 | 1 | 1 | 1 | 1 | 1 | 1 | 1 | 1 | 1 | 1 | 1 | 1 | 1
LA | onshore-wind | onshore wind | Fall | LA¦onshore wind¦Fall | 1 | 1 | 1 | 1 | 1 | 1 | 1 | 1 | 1 | 1 | 1 | 1 | 1 | 1 | 1 | 1 | 1 | 1 | 1 | 1 | 1 | 1 | 1 | 1
LA | onshore-wind | onshore wind | Summer Peak | LA¦onshore wind¦Summer Peak | 0.4875 | 0.5453 | 0.5993 | 0.622 | 0.5187 | 0.4611 | 0.4819 | 0.2867 | 0.1617 | 0.2796 | 0.308 | 0.3153 | 0.2902 | 0.6137 | 0.4105 | 0.2712 | 0.2245 | 0.345 | 0.3604 | 0.4035 | 0.4411 | 0.394 | 0.4666 | 0.463
LA | onshore-wind | onshore wind | Winter Peak | LA¦onshore wind¦Winter Peak | 0.5719 | 0.5648 | 0.6221 | 0.6623 | 0.6511 | 0.6151 | 0.5891 | 0.4845 | 0.4864 | 0.4676 | 0.3422 | 0.4354 | 0.4304 | 0.5026 | 0.5331 | 0.6151 | 0.5225 | 0.527 | 0.5007 | 0.5073 | 0.4952 | 0.4763 | 0.5295 | 0.5675
LA | solar-pv | solar pv | Winter | LA¦solar pv¦Winter | 1 | 1 | 1 | 1 | 1 | 1 | 1 | 1 | 1 | 1 | 1 | 1 | 1 | 1 | 1 | 1 | 1 | 1 | 1 | 1 | 1 | 1 | 1 | 1
LA | solar-pv | solar pv | Spring | LA¦solar pv¦Spring | 1 | 1 | 1 | 1 | 1 | 1 | 1 | 1 | 1 | 1 | 1 | 1 | 1 | 1 | 1 | 1 | 1 | 1 | 1 | 1 | 1 | 1 | 1 | 1
LA | solar-pv | solar pv | Summer | LA¦solar pv¦Summer | 1 | 1 | 1 | 1 | 1 | 1 | 1 | 1 | 1 | 1 | 1 | 1 | 1 | 1 | 1 | 1 | 1 | 1 | 1 | 1 | 1 | 1 | 1 | 1
LA | solar-pv | solar pv | Fall | LA¦solar pv¦Fall | 1 | 1 | 1 | 1 | 1 | 1 | 1 | 1 | 1 | 1 | 1 | 1 | 1 | 1 | 1 | 1 | 1 | 1 | 1 | 1 | 1 | 1 | 1 | 1
LA | solar-pv | solar pv | Summer Peak | LA¦solar pv¦Summer Peak | 1 | 1 | 1 | 1 | 1 | 0.5617 | 0.7686 | 0.9069 | 0.933 | 0.9177 | 0.9641 | 0.9458 | 0.8939 | 0.8963 | 0.869 | 0.822 | 0.8502 | 0.6489 | 1 | 1 | 1 | 1 | 1 | 1
LA | solar-pv | solar pv | Winter Peak | LA¦solar pv¦Winter Peak | 1 | 1 | 1 | 1 | 1 | 1 | 1 | 0.7253 | 0.8395 | 0.7999 | 0.8328 | 0.8637 | 0.8733 | 0.8024 | 0.6096 | 0.6672 | 0.0284 | 1 | 1 | 1 | 1 | 1 | 1 | 1
LA | solar-thermal | solar thermal | Winter | LA¦solar thermal¦Winter | 1 | 1 | 1 | 1 | 1 | 1 | 1 | 1 | 1 | 1 | 1 | 1 | 1 | 1 | 1 | 1 | 1 | 1 | 1 | 1 | 1 | 1 | 1 | 1
LA | solar-thermal | solar thermal | Spring | LA¦solar thermal¦Spring | 1 | 1 | 1 | 1 | 1 | 1 | 1 | 1 | 1 | 1 | 1 | 1 | 1 | 1 | 1 | 1 | 1 | 1 | 1 | 1 | 1 | 1 | 1 | 1
LA | solar-thermal | solar thermal | Summer | LA¦solar thermal¦Summer | 1 | 1 | 1 | 1 | 1 | 1 | 1 | 1 | 1 | 1 | 1 | 1 | 1 | 1 | 1 | 1 | 1 | 1 | 1 | 1 | 1 | 1 | 1 | 1
LA | solar-thermal | solar thermal | Fall | LA¦solar thermal¦Fall | 1 | 1 | 1 | 1 | 1 | 1 | 1 | 1 | 1 | 1 | 1 | 1 | 1 | 1 | 1 | 1 | 1 | 1 | 1 | 1 | 1 | 1 | 1 | 1
LA | solar-thermal | solar thermal | Summer Peak | LA¦solar thermal¦Summer Peak | 1 | 1 | 1 | 1 | 1 | 1 | 1 | 0 | 0.8639 | 1 | 1 | 0.9716 | 0.9672 | 1 | 1 | 1 | 1 | 1 | 1 | 0.9313 | 0.7022 | 1 | 1 | 1
LA | solar-thermal | solar thermal | Winter Peak | LA¦solar thermal¦Winter Peak | 1 | 1 | 1 | 1 | 1 | 1 | 1 | 1 | 1 | 0.2419 | 0.9532 | 0.8804 | 0.9782 | 0.9895 | 0.9927 | 1 | 1 | 1 | 0.8902 | 0 | 1 | 1 | 1 | 1
LA | offshore-wind | offshore wind | Winter | LA¦offshore wind¦Winter | 1 | 1 | 1 | 1 | 1 | 1 | 1 | 1 | 1 | 1 | 1 | 1 | 1 | 1 | 1 | 1 | 1 | 1 | 1 | 1 | 1 | 1 | 1 | 1
LA | offshore-wind | offshore wind | Spring | LA¦offshore wind¦Spring | 1 | 1 | 1 | 1 | 1 | 1 | 1 | 1 | 1 | 1 | 1 | 1 | 1 | 1 | 1 | 1 | 1 | 1 | 1 | 1 | 1 | 1 | 1 | 1
LA | offshore-wind | offshore wind | Summer | LA¦offshore wind¦Summer | 1 | 1 | 1 | 1 | 1 | 1 | 1 | 1 | 1 | 1 | 1 | 1 | 1 | 1 | 1 | 1 | 1 | 1 | 1 | 1 | 1 | 1 | 1 | 1
LA | offshore-wind | offshore wind | Fall | LA¦offshore wind¦Fall | 1 | 1 | 1 | 1 | 1 | 1 | 1 | 1 | 1 | 1 | 1 | 1 | 1 | 1 | 1 | 1 | 1 | 1 | 1 | 1 | 1 | 1 | 1 | 1
LA | offshore-wind | offshore wind | Summer Peak | LA¦offshore wind¦Summer Peak | 0.4081 | 0.4239 | 0.4576 | 0.5032 | 0.5365 | 0.594 | 0.6193 | 0.6886 | 0.7348 | 0.8435 | 0.782 | 0.7465 | 0.6369 | 0.6086 | 0.6434 | 0.6927 | 0.7145 | 0.7507 | 0.7249 | 0.6605 | 0.6914 | 0.6308 | 0.6343 | 0.6439
LA | offshore-wind | offshore wind | Winter Peak | LA¦offshore wind¦Winter Peak | 0.9531 | 0.9503 | 0.9554 | 0.9668 | 1 | 1 | 1 | 0.9921 | 0.9015 | 0.7978 | 0.7188 | 0.673 | 0.6086 | 0.5801 | 0.588 | 0.6102 | 0.6184 | 0.6091 | 0.6288 | 0.7289 | 0.8472 | 0.9222 | 0.8695 | 0.8054
MA | onshore-wind | onshore wind | Winter | MA¦onshore wind¦Winter | 1 | 1 | 1 | 1 | 1 | 1 | 1 | 1 | 1 | 1 | 1 | 1 | 1 | 1 | 1 | 1 | 1 | 1 | 1 | 1 | 1 | 1 | 1 | 1
MA | onshore-wind | onshore wind | Spring | MA¦onshore wind¦Spring | 1 | 1 | 1 | 1 | 1 | 1 | 1 | 1 | 1 | 1 | 1 | 1 | 1 | 1 | 1 | 1 | 1 | 1 | 1 | 1 | 1 | 1 | 1 | 1
MA | onshore-wind | onshore wind | Summer | MA¦onshore wind¦Summer | 1 | 1 | 1 | 1 | 1 | 1 | 1 | 1 | 1 | 1 | 1 | 1 | 1 | 1 | 1 | 1 | 1 | 1 | 1 | 1 | 1 | 1 | 1 | 1
MA | onshore-wind | onshore wind | Fall | MA¦onshore wind¦Fall | 1 | 1 | 1 | 1 | 1 | 1 | 1 | 1 | 1 | 1 | 1 | 1 | 1 | 1 | 1 | 1 | 1 | 1 | 1 | 1 | 1 | 1 | 1 | 1
MA | onshore-wind | onshore wind | Summer Peak | MA¦onshore wind¦Summer Peak | 0.6412 | 0.7407 | 0.7205 | 0.6437 | 0.6433 | 0.5968 | 0.4339 | 0.4116 | 0.4451 | 0.3704 | 0.3448 | 0.3986 | 0.342 | 0.395 | 0.4197 | 0.3983 | 0.4394 | 0.4567 | 0.4916 | 0.472 | 0.4794 | 0.4635 | 0.4623 | 0.4222
MA | onshore-wind | onshore wind | Winter Peak | MA¦onshore wind¦Winter Peak | 0.756 | 0.7149 | 0.672 | 0.7155 | 0.7013 | 0.7835 | 0.7525 | 0.7298 | 0.6273 | 0.4858 | 0.378 | 0.3165 | 0.3328 | 0.4302 | 0.5609 | 0.6751 | 0.8126 | 0.8654 | 0.8497 | 0.8791 | 0.8453 | 0.8694 | 0.8779 | 0.8472
MA | solar-pv | solar pv | Winter | MA¦solar pv¦Winter | 1 | 1 | 1 | 1 | 1 | 1 | 1 | 1 | 1 | 1 | 1 | 1 | 1 | 1 | 1 | 1 | 1 | 1 | 1 | 1 | 1 | 1 | 1 | 1
MA | solar-pv | solar pv | Spring | MA¦solar pv¦Spring | 1 | 1 | 1 | 1 | 1 | 1 | 1 | 1 | 1 | 1 | 1 | 1 | 1 | 1 | 1 | 1 | 1 | 1 | 1 | 1 | 1 | 1 | 1 | 1
MA | solar-pv | solar pv | Summer | MA¦solar pv¦Summer | 1 | 1 | 1 | 1 | 1 | 1 | 1 | 1 | 1 | 1 | 1 | 1 | 1 | 1 | 1 | 1 | 1 | 1 | 1 | 1 | 1 | 1 | 1 | 1
MA | solar-pv | solar pv | Fall | MA¦solar pv¦Fall | 1 | 1 | 1 | 1 | 1 | 1 | 1 | 1 | 1 | 1 | 1 | 1 | 1 | 1 | 1 | 1 | 1 | 1 | 1 | 1 | 1 | 1 | 1 | 1
MA | solar-pv | solar pv | Summer Peak | MA¦solar pv¦Summer Peak | 1 | 1 | 1 | 0 | 0.5774 | 0.7415 | 0.8304 | 0.7678 | 0.9078 | 0.9455 | 0.9882 | 0.9001 | 0.9599 | 0.6924 | 0.7992 | 0.8513 | 0.7557 | 0.4497 | 0 | 1 | 1 | 1 | 1 | 1
MA | solar-pv | solar pv | Winter Peak | MA¦solar pv¦Winter Peak | 1 | 1 | 1 | 1 | 1 | 1 | 0.1857 | 0.4116 | 0.4773 | 0.6577 | 0.7673 | 0.8054 | 0.7138 | 0.5754 | 0.4678 | 0.4127 | 0 | 1 | 1 | 1 | 1 | 1 | 1 | 1
MA | solar-thermal | solar thermal | Winter | MA¦solar thermal¦Winter | 1 | 1 | 1 | 1 | 1 | 1 | 1 | 1 | 1 | 1 | 1 | 1 | 1 | 1 | 1 | 1 | 1 | 1 | 1 | 1 | 1 | 1 | 1 | 1
MA | solar-thermal | solar thermal | Spring | MA¦solar thermal¦Spring | 1 | 1 | 1 | 1 | 1 | 1 | 1 | 1 | 1 | 1 | 1 | 1 | 1 | 1 | 1 | 1 | 1 | 1 | 1 | 1 | 1 | 1 | 1 | 1
MA | solar-thermal | solar thermal | Summer | MA¦solar thermal¦Summer | 1 | 1 | 1 | 1 | 1 | 1 | 1 | 1 | 1 | 1 | 1 | 1 | 1 | 1 | 1 | 1 | 1 | 1 | 1 | 1 | 1 | 1 | 1 | 1
MA | solar-thermal | solar thermal | Fall | MA¦solar thermal¦Fall | 1 | 1 | 1 | 1 | 1 | 1 | 1 | 1 | 1 | 1 | 1 | 1 | 1 | 1 | 1 | 1 | 1 | 1 | 1 | 1 | 1 | 1 | 1 | 1
MA | solar-thermal | solar thermal | Summer Peak | MA¦solar thermal¦Summer Peak | 1 | 1 | 1 | 1 | 1 | 1 | 1 | 0 | 0.8639 | 1 | 1 | 0.9716 | 0.9672 | 1 | 1 | 1 | 1 | 1 | 1 | 0.9313 | 0.7022 | 1 | 1 | 1
MA | solar-thermal | solar thermal | Winter Peak | MA¦solar thermal¦Winter Peak | 1 | 1 | 1 | 1 | 1 | 1 | 1 | 1 | 1 | 0.2419 | 0.9532 | 0.8804 | 0.9782 | 0.9895 | 0.9927 | 1 | 1 | 1 | 0.8902 | 0 | 1 | 1 | 1 | 1
MA | offshore-wind | offshore wind | Winter | MA¦offshore wind¦Winter | 1 | 1 | 1 | 1 | 1 | 1 | 1 | 1 | 1 | 1 | 1 | 1 | 1 | 1 | 1 | 1 | 1 | 1 | 1 | 1 | 1 | 1 | 1 | 1
MA | offshore-wind | offshore wind | Spring | MA¦offshore wind¦Spring | 1 | 1 | 1 | 1 | 1 | 1 | 1 | 1 | 1 | 1 | 1 | 1 | 1 | 1 | 1 | 1 | 1 | 1 | 1 | 1 | 1 | 1 | 1 | 1
MA | offshore-wind | offshore wind | Summer | MA¦offshore wind¦Summer | 1 | 1 | 1 | 1 | 1 | 1 | 1 | 1 | 1 | 1 | 1 | 1 | 1 | 1 | 1 | 1 | 1 | 1 | 1 | 1 | 1 | 1 | 1 | 1
MA | offshore-wind | offshore wind | Fall | MA¦offshore wind¦Fall | 1 | 1 | 1 | 1 | 1 | 1 | 1 | 1 | 1 | 1 | 1 | 1 | 1 | 1 | 1 | 1 | 1 | 1 | 1 | 1 | 1 | 1 | 1 | 1
MA | offshore-wind | offshore wind | Summer Peak | MA¦offshore wind¦Summer Peak | 0.1911 | 0.2078 | 0.2504 | 0.2748 | 0.2772 | 0.3281 | 0.2583 | 0.2026 | 0.2203 | 0.2025 | 0.2135 | 0.2213 | 0.238 | 0.2574 | 0.2854 | 0.257 | 0.2715 | 0.3351 | 0.3305 | 0.3119 | 0.37 | 0.3716 | 0.3368 | 0.3074
MA | offshore-wind | offshore wind | Winter Peak | MA¦offshore wind¦Winter Peak | 0.3073 | 0.3242 | 0.3194 | 0.3736 | 0.3525 | 0.2538 | 0.1975 | 0.2111 | 0.2842 | 0.2887 | 0.2426 | 0.1924 | 0.1569 | 0.1238 | 0.139 | 0.1927 | 0.2827 | 0.3465 | 0.4275 | 0.465 | 0.4666 | 0.431 | 0.3511 | 0.3082
MD | onshore-wind | onshore wind | Winter | MD¦onshore wind¦Winter | 1 | 1 | 1 | 1 | 1 | 1 | 1 | 1 | 1 | 1 | 1 | 1 | 1 | 1 | 1 | 1 | 1 | 1 | 1 | 1 | 1 | 1 | 1 | 1
MD | onshore-wind | onshore wind | Spring | MD¦onshore wind¦Spring | 1 | 1 | 1 | 1 | 1 | 1 | 1 | 1 | 1 | 1 | 1 | 1 | 1 | 1 | 1 | 1 | 1 | 1 | 1 | 1 | 1 | 1 | 1 | 1
MD | onshore-wind | onshore wind | Summer | MD¦onshore wind¦Summer | 1 | 1 | 1 | 1 | 1 | 1 | 1 | 1 | 1 | 1 | 1 | 1 | 1 | 1 | 1 | 1 | 1 | 1 | 1 | 1 | 1 | 1 | 1 | 1
MD | onshore-wind | onshore wind | Fall | MD¦onshore wind¦Fall | 1 | 1 | 1 | 1 | 1 | 1 | 1 | 1 | 1 | 1 | 1 | 1 | 1 | 1 | 1 | 1 | 1 | 1 | 1 | 1 | 1 | 1 | 1 | 1
MD | onshore-wind | onshore wind | Summer Peak | MD¦onshore wind¦Summer Peak | 0.3697 | 0.3753 | 0.4217 | 0.4149 | 0.3885 | 0.3892 | 0.3904 | 0.3423 | 0.3755 | 0.4352 | 0.4024 | 0.3782 | 0.3312 | 0.3668 | 0.4324 | 0.4232 | 0.5039 | 0.3661 | 0.4875 | 0.5659 | 0.4306 | 0.3397 | 0.4398 | 0.4985
MD | onshore-wind | onshore wind | Winter Peak | MD¦onshore wind¦Winter Peak | 0.5883 | 0.5117 | 0.5317 | 0.5044 | 0.2875 | 0.2192 | 0.193 | 0.2539 | 0.3397 | 0.1408 | 0.0856 | 0.0979 | 0.1338 | 0.1928 | 0.2964 | 0.4686 | 0.7915 | 0.9114 | 0.8871 | 0.8585 | 0.7663 | 0.7711 | 0.7643 | 0.7413
MD | solar-pv | solar pv | Winter | MD¦solar pv¦Winter | 1 | 1 | 1 | 1 | 1 | 1 | 1 | 1 | 1 | 1 | 1 | 1 | 1 | 1 | 1 | 1 | 1 | 1 | 1 | 1 | 1 | 1 | 1 | 1
MD | solar-pv | solar pv | Spring | MD¦solar pv¦Spring | 1 | 1 | 1 | 1 | 1 | 1 | 1 | 1 | 1 | 1 | 1 | 1 | 1 | 1 | 1 | 1 | 1 | 1 | 1 | 1 | 1 | 1 | 1 | 1
MD | solar-pv | solar pv | Summer | MD¦solar pv¦Summer | 1 | 1 | 1 | 1 | 1 | 1 | 1 | 1 | 1 | 1 | 1 | 1 | 1 | 1 | 1 | 1 | 1 | 1 | 1 | 1 | 1 | 1 | 1 | 1
MD | solar-pv | solar pv | Fall | MD¦solar pv¦Fall | 1 | 1 | 1 | 1 | 1 | 1 | 1 | 1 | 1 | 1 | 1 | 1 | 1 | 1 | 1 | 1 | 1 | 1 | 1 | 1 | 1 | 1 | 1 | 1
MD | solar-pv | solar pv | Summer Peak | MD¦solar pv¦Summer Peak | 1 | 1 | 1 | 1 | 1 | 0.4138 | 0.5239 | 0.7166 | 0.6825 | 0.7268 | 0.771 | 0.7522 | 0.7124 | 0.7123 | 0.6867 | 0.6835 | 0.4831 | 0.4749 | 0.097 | 1 | 1 | 1 | 1 | 1
MD | solar-pv | solar pv | Winter Peak | MD¦solar pv¦Winter Peak | 1 | 1 | 1 | 1 | 1 | 1 | 1 | 0.2301 | 0.4296 | 0.77 | 0.8472 | 0.7854 | 0.6559 | 0.5845 | 0.3877 | 0.239 | 0.011 | 1 | 1 | 1 | 1 | 1 | 1 | 1
MD | solar-thermal | solar thermal | Winter | MD¦solar thermal¦Winter | 1 | 1 | 1 | 1 | 1 | 1 | 1 | 1 | 1 | 1 | 1 | 1 | 1 | 1 | 1 | 1 | 1 | 1 | 1 | 1 | 1 | 1 | 1 | 1
MD | solar-thermal | solar thermal | Spring | MD¦solar thermal¦Spring | 1 | 1 | 1 | 1 | 1 | 1 | 1 | 1 | 1 | 1 | 1 | 1 | 1 | 1 | 1 | 1 | 1 | 1 | 1 | 1 | 1 | 1 | 1 | 1
MD | solar-thermal | solar thermal | Summer | MD¦solar thermal¦Summer | 1 | 1 | 1 | 1 | 1 | 1 | 1 | 1 | 1 | 1 | 1 | 1 | 1 | 1 | 1 | 1 | 1 | 1 | 1 | 1 | 1 | 1 | 1 | 1
MD | solar-thermal | solar thermal | Fall | MD¦solar thermal¦Fall | 1 | 1 | 1 | 1 | 1 | 1 | 1 | 1 | 1 | 1 | 1 | 1 | 1 | 1 | 1 | 1 | 1 | 1 | 1 | 1 | 1 | 1 | 1 | 1
MD | solar-thermal | solar thermal | Summer Peak | MD¦solar thermal¦Summer Peak | 1 | 1 | 1 | 1 | 1 | 1 | 1 | 0 | 0.8639 | 1 | 1 | 0.9716 | 0.9672 | 1 | 1 | 1 | 1 | 1 | 1 | 0.9313 | 0.7022 | 1 | 1 | 1
MD | solar-thermal | solar thermal | Winter Peak | MD¦solar thermal¦Winter Peak | 1 | 1 | 1 | 1 | 1 | 1 | 1 | 1 | 1 | 0.2419 | 0.9532 | 0.8804 | 0.9782 | 0.9895 | 0.9927 | 1 | 1 | 1 | 0.8902 | 0 | 1 | 1 | 1 | 1
MD | offshore-wind | offshore wind | Winter | MD¦offshore wind¦Winter | 1 | 1 | 1 | 1 | 1 | 1 | 1 | 1 | 1 | 1 | 1 | 1 | 1 | 1 | 1 | 1 | 1 | 1 | 1 | 1 | 1 | 1 | 1 | 1
MD | offshore-wind | offshore wind | Spring | MD¦offshore wind¦Spring | 1 | 1 | 1 | 1 | 1 | 1 | 1 | 1 | 1 | 1 | 1 | 1 | 1 | 1 | 1 | 1 | 1 | 1 | 1 | 1 | 1 | 1 | 1 | 1
MD | offshore-wind | offshore wind | Summer | MD¦offshore wind¦Summer | 1 | 1 | 1 | 1 | 1 | 1 | 1 | 1 | 1 | 1 | 1 | 1 | 1 | 1 | 1 | 1 | 1 | 1 | 1 | 1 | 1 | 1 | 1 | 1
MD | offshore-wind | offshore wind | Fall | MD¦offshore wind¦Fall | 1 | 1 | 1 | 1 | 1 | 1 | 1 | 1 | 1 | 1 | 1 | 1 | 1 | 1 | 1 | 1 | 1 | 1 | 1 | 1 | 1 | 1 | 1 | 1
MD | offshore-wind | offshore wind | Summer Peak | MD¦offshore wind¦Summer Peak | 0.3468 | 0.1916 | 0.1818 | 0.1585 | 0.1885 | 0.1903 | 0.2789 | 0.3578 | 0.3382 | 0.1871 | 0.2024 | 0.2656 | 0.1818 | 0.2009 | 0.261 | 0.2626 | 0.3208 | 0.3891 | 0.3551 | 0.4064 | 0.2629 | 0.2234 | 0.2452 | 0.2687
MD | offshore-wind | offshore wind | Winter Peak | MD¦offshore wind¦Winter Peak | 0.5445 | 0.3872 | 0.5444 | 0.4759 | 0.5733 | 0.6396 | 0.5744 | 0.4613 | 0.4339 | 0.5084 | 0.6223 | 0.4701 | 0.4193 | 0.5125 | 0.5468 | 0.6476 | 0.6551 | 0.4635 | 0.3833 | 0.3033 | 0.2405 | 0.2633 | 0.3193 | 0.5318
ME | onshore-wind | onshore wind | Winter | ME¦onshore wind¦Winter | 1 | 1 | 1 | 1 | 1 | 1 | 1 | 1 | 1 | 1 | 1 | 1 | 1 | 1 | 1 | 1 | 1 | 1 | 1 | 1 | 1 | 1 | 1 | 1
ME | onshore-wind | onshore wind | Spring | ME¦onshore wind¦Spring | 1 | 1 | 1 | 1 | 1 | 1 | 1 | 1 | 1 | 1 | 1 | 1 | 1 | 1 | 1 | 1 | 1 | 1 | 1 | 1 | 1 | 1 | 1 | 1
ME | onshore-wind | onshore wind | Summer | ME¦onshore wind¦Summer | 1 | 1 | 1 | 1 | 1 | 1 | 1 | 1 | 1 | 1 | 1 | 1 | 1 | 1 | 1 | 1 | 1 | 1 | 1 | 1 | 1 | 1 | 1 | 1
ME | onshore-wind | onshore wind | Fall | ME¦onshore wind¦Fall | 1 | 1 | 1 | 1 | 1 | 1 | 1 | 1 | 1 | 1 | 1 | 1 | 1 | 1 | 1 | 1 | 1 | 1 | 1 | 1 | 1 | 1 | 1 | 1
ME | onshore-wind | onshore wind | Summer Peak | ME¦onshore wind¦Summer Peak | 0.4807 | 0.5997 | 0.7509 | 0.7286 | 0.6217 | 0.6937 | 0.4887 | 0.2738 | 0.2582 | 0.3944 | 0.3919 | 0.3718 | 0.7146 | 0.7547 | 0.675 | 0.7207 | 0.7217 | 0.5295 | 0.8966 | 0.9442 | 0.8247 | 0.6407 | 0.4008 | 0.3839
ME | onshore-wind | onshore wind | Winter Peak | ME¦onshore wind¦Winter Peak | 0.7556 | 0.7189 | 0.7478 | 0.6546 | 0.6039 | 0.6827 | 0.6704 | 0.5775 | 0.3643 | 0.1697 | 0.1613 | 0.206 | 0.1738 | 0.4089 | 0.6001 | 0.3525 | 0.3597 | 0.2522 | 0.2279 | 0.2972 | 0.4886 | 0.6847 | 0.69 | 0.6502
ME | solar-pv | solar pv | Winter | ME¦solar pv¦Winter | 1 | 1 | 1 | 1 | 1 | 1 | 1 | 1 | 1 | 1 | 1 | 1 | 1 | 1 | 1 | 1 | 1 | 1 | 1 | 1 | 1 | 1 | 1 | 1
ME | solar-pv | solar pv | Spring | ME¦solar pv¦Spring | 1 | 1 | 1 | 1 | 1 | 1 | 1 | 1 | 1 | 1 | 1 | 1 | 1 | 1 | 1 | 1 | 1 | 1 | 1 | 1 | 1 | 1 | 1 | 1
ME | solar-pv | solar pv | Summer | ME¦solar pv¦Summer | 1 | 1 | 1 | 1 | 1 | 1 | 1 | 1 | 1 | 1 | 1 | 1 | 1 | 1 | 1 | 1 | 1 | 1 | 1 | 1 | 1 | 1 | 1 | 1
ME | solar-pv | solar pv | Fall | ME¦solar pv¦Fall | 1 | 1 | 1 | 1 | 1 | 1 | 1 | 1 | 1 | 1 | 1 | 1 | 1 | 1 | 1 | 1 | 1 | 1 | 1 | 1 | 1 | 1 | 1 | 1
ME | solar-pv | solar pv | Summer Peak | ME¦solar pv¦Summer Peak | 1 | 1 | 1 | 1 | 0.4989 | 0.6673 | 0.744 | 0.813 | 0.8724 | 0.9544 | 0.9655 | 0.9418 | 0.9383 | 0.9404 | 0.871 | 0.8079 | 0.6793 | 0.6028 | 0 | 1 | 1 | 1 | 1 | 1
ME | solar-pv | solar pv | Winter Peak | ME¦solar pv¦Winter Peak | 1 | 1 | 1 | 1 | 1 | 1 | 0.1897 | 0.8462 | 1 | 0.9711 | 0.9239 | 0.9417 | 0.9133 | 0.8117 | 0.8287 | 0.0059 | 1 | 1 | 1 | 1 | 1 | 1 | 1 | 1
ME | solar-thermal | solar thermal | Winter | ME¦solar thermal¦Winter | 1 | 1 | 1 | 1 | 1 | 1 | 1 | 1 | 1 | 1 | 1 | 1 | 1 | 1 | 1 | 1 | 1 | 1 | 1 | 1 | 1 | 1 | 1 | 1
ME | solar-thermal | solar thermal | Spring | ME¦solar thermal¦Spring | 1 | 1 | 1 | 1 | 1 | 1 | 1 | 1 | 1 | 1 | 1 | 1 | 1 | 1 | 1 | 1 | 1 | 1 | 1 | 1 | 1 | 1 | 1 | 1
ME | solar-thermal | solar thermal | Summer | ME¦solar thermal¦Summer | 1 | 1 | 1 | 1 | 1 | 1 | 1 | 1 | 1 | 1 | 1 | 1 | 1 | 1 | 1 | 1 | 1 | 1 | 1 | 1 | 1 | 1 | 1 | 1
ME | solar-thermal | solar thermal | Fall | ME¦solar thermal¦Fall | 1 | 1 | 1 | 1 | 1 | 1 | 1 | 1 | 1 | 1 | 1 | 1 | 1 | 1 | 1 | 1 | 1 | 1 | 1 | 1 | 1 | 1 | 1 | 1
ME | solar-thermal | solar thermal | Summer Peak | ME¦solar thermal¦Summer Peak | 1 | 1 | 1 | 1 | 1 | 1 | 1 | 0 | 0.8639 | 1 | 1 | 0.9716 | 0.9672 | 1 | 1 | 1 | 1 | 1 | 1 | 0.9313 | 0.7022 | 1 | 1 | 1
ME | solar-thermal | solar thermal | Winter Peak | ME¦solar thermal¦Winter Peak | 1 | 1 | 1 | 1 | 1 | 1 | 1 | 1 | 1 | 0.2419 | 0.9532 | 0.8804 | 0.9782 | 0.9895 | 0.9927 | 1 | 1 | 1 | 0.8902 | 0 | 1 | 1 | 1 | 1
ME | offshore-wind | offshore wind | Winter | ME¦offshore wind¦Winter | 1 | 1 | 1 | 1 | 1 | 1 | 1 | 1 | 1 | 1 | 1 | 1 | 1 | 1 | 1 | 1 | 1 | 1 | 1 | 1 | 1 | 1 | 1 | 1
ME | offshore-wind | offshore wind | Spring | ME¦offshore wind¦Spring | 1 | 1 | 1 | 1 | 1 | 1 | 1 | 1 | 1 | 1 | 1 | 1 | 1 | 1 | 1 | 1 | 1 | 1 | 1 | 1 | 1 | 1 | 1 | 1
ME | offshore-wind | offshore wind | Summer | ME¦offshore wind¦Summer | 1 | 1 | 1 | 1 | 1 | 1 | 1 | 1 | 1 | 1 | 1 | 1 | 1 | 1 | 1 | 1 | 1 | 1 | 1 | 1 | 1 | 1 | 1 | 1
ME | offshore-wind | offshore wind | Fall | ME¦offshore wind¦Fall | 1 | 1 | 1 | 1 | 1 | 1 | 1 | 1 | 1 | 1 | 1 | 1 | 1 | 1 | 1 | 1 | 1 | 1 | 1 | 1 | 1 | 1 | 1 | 1
ME | offshore-wind | offshore wind | Summer Peak | ME¦offshore wind¦Summer Peak | 0.2924 | 0.2723 | 0.2331 | 0.2565 | 0.2233 | 0.2217 | 0.2713 | 0.2827 | 0.2356 | 0.2049 | 0.3163 | 0.2382 | 0.2666 | 0.3163 | 0.2997 | 0.2787 | 0.3387 | 0.3106 | 0.2829 | 0.328 | 0.3061 | 0.2581 | 0.2548 | 0.2282
ME | offshore-wind | offshore wind | Winter Peak | ME¦offshore wind¦Winter Peak | 0.2689 | 0.2419 | 0.2104 | 0.3681 | 0.4168 | 0.4705 | 0.4218 | 0.3457 | 0.2696 | 0.2373 | 0.1852 | 0.1226 | 0.1411 | 0.2562 | 0.3102 | 0.2514 | 0.2616 | 0.352 | 0.4719 | 0.6053 | 0.5459 | 0.5682 | 0.5288 | 0.5567
MI | onshore-wind | onshore wind | Winter | MI¦onshore wind¦Winter | 1 | 1 | 1 | 1 | 1 | 1 | 1 | 1 | 1 | 1 | 1 | 1 | 1 | 1 | 1 | 1 | 1 | 1 | 1 | 1 | 1 | 1 | 1 | 1
MI | onshore-wind | onshore wind | Spring | MI¦onshore wind¦Spring | 1 | 1 | 1 | 1 | 1 | 1 | 1 | 1 | 1 | 1 | 1 | 1 | 1 | 1 | 1 | 1 | 1 | 1 | 1 | 1 | 1 | 1 | 1 | 1
MI | onshore-wind | onshore wind | Summer | MI¦onshore wind¦Summer | 1 | 1 | 1 | 1 | 1 | 1 | 1 | 1 | 1 | 1 | 1 | 1 | 1 | 1 | 1 | 1 | 1 | 1 | 1 | 1 | 1 | 1 | 1 | 1
MI | onshore-wind | onshore wind | Fall | MI¦onshore wind¦Fall | 1 | 1 | 1 | 1 | 1 | 1 | 1 | 1 | 1 | 1 | 1 | 1 | 1 | 1 | 1 | 1 | 1 | 1 | 1 | 1 | 1 | 1 | 1 | 1
MI | onshore-wind | onshore wind | Summer Peak | MI¦onshore wind¦Summer Peak | 0.4533 | 0.6249 | 0.6444 | 0.4704 | 0.4478 | 0.4303 | 0.4502 | 0.4607 | 0.4504 | 0.5257 | 0.5685 | 0.5355 | 0.6374 | 0.5099 | 0.5409 | 0.4428 | 0.3895 | 0.5053 | 0.5718 | 0.6305 | 0.6496 | 0.6905 | 0.6241 | 0.6042
MI | onshore-wind | onshore wind | Winter Peak | MI¦onshore wind¦Winter Peak | 0.5414 | 0.6188 | 0.5975 | 0.5049 | 0.5262 | 0.6209 | 0.5144 | 0.4764 | 0.5822 | 0.3772 | 0.1376 | 0.122 | 0.1697 | 0.2315 | 0.3711 | 0.4311 | 0.3954 | 0.3174 | 0.3111 | 0.3489 | 0.3906 | 0.4911 | 0.4879 | 0.4592
MI | solar-pv | solar pv | Winter | MI¦solar pv¦Winter | 1 | 1 | 1 | 1 | 1 | 1 | 1 | 1 | 1 | 1 | 1 | 1 | 1 | 1 | 1 | 1 | 1 | 1 | 1 | 1 | 1 | 1 | 1 | 1
MI | solar-pv | solar pv | Spring | MI¦solar pv¦Spring | 1 | 1 | 1 | 1 | 1 | 1 | 1 | 1 | 1 | 1 | 1 | 1 | 1 | 1 | 1 | 1 | 1 | 1 | 1 | 1 | 1 | 1 | 1 | 1
MI | solar-pv | solar pv | Summer | MI¦solar pv¦Summer | 1 | 1 | 1 | 1 | 1 | 1 | 1 | 1 | 1 | 1 | 1 | 1 | 1 | 1 | 1 | 1 | 1 | 1 | 1 | 1 | 1 | 1 | 1 | 1
MI | solar-pv | solar pv | Fall | MI¦solar pv¦Fall | 1 | 1 | 1 | 1 | 1 | 1 | 1 | 1 | 1 | 1 | 1 | 1 | 1 | 1 | 1 | 1 | 1 | 1 | 1 | 1 | 1 | 1 | 1 | 1
MI | solar-pv | solar pv | Summer Peak | MI¦solar pv¦Summer Peak | 1 | 1 | 1 | 1 | 1 | 0.7039 | 0.7681 | 0.8363 | 0.942 | 0.9299 | 1 | 0.938 | 1 | 1 | 0.8655 | 0.9875 | 0.9022 | 1 | 0.8883 | 1 | 1 | 1 | 1 | 1
MI | solar-pv | solar pv | Winter Peak | MI¦solar pv¦Winter Peak | 1 | 1 | 1 | 1 | 1 | 1 | 1 | 0.3759 | 0.2003 | 0.2545 | 0.3783 | 0.6246 | 0.6036 | 0.5537 | 0.4518 | 0.3344 | 0.0054 | 1 | 1 | 1 | 1 | 1 | 1 | 1
MI | solar-thermal | solar thermal | Winter | MI¦solar thermal¦Winter | 1 | 1 | 1 | 1 | 1 | 1 | 1 | 1 | 1 | 1 | 1 | 1 | 1 | 1 | 1 | 1 | 1 | 1 | 1 | 1 | 1 | 1 | 1 | 1
MI | solar-thermal | solar thermal | Spring | MI¦solar thermal¦Spring | 1 | 1 | 1 | 1 | 1 | 1 | 1 | 1 | 1 | 1 | 1 | 1 | 1 | 1 | 1 | 1 | 1 | 1 | 1 | 1 | 1 | 1 | 1 | 1
MI | solar-thermal | solar thermal | Summer | MI¦solar thermal¦Summer | 1 | 1 | 1 | 1 | 1 | 1 | 1 | 1 | 1 | 1 | 1 | 1 | 1 | 1 | 1 | 1 | 1 | 1 | 1 | 1 | 1 | 1 | 1 | 1
MI | solar-thermal | solar thermal | Fall | MI¦solar thermal¦Fall | 1 | 1 | 1 | 1 | 1 | 1 | 1 | 1 | 1 | 1 | 1 | 1 | 1 | 1 | 1 | 1 | 1 | 1 | 1 | 1 | 1 | 1 | 1 | 1
MI | solar-thermal | solar thermal | Summer Peak | MI¦solar thermal¦Summer Peak | 1 | 1 | 1 | 1 | 1 | 1 | 1 | 0 | 0.8639 | 1 | 1 | 0.9716 | 0.9672 | 1 | 1 | 1 | 1 | 1 | 1 | 0.9313 | 0.7022 | 1 | 1 | 1
MI | solar-thermal | solar thermal | Winter Peak | MI¦solar thermal¦Winter Peak | 1 | 1 | 1 | 1 | 1 | 1 | 1 | 1 | 1 | 0.2419 | 0.9532 | 0.8804 | 0.9782 | 0.9895 | 0.9927 | 1 | 1 | 1 | 0.8902 | 0 | 1 | 1 | 1 | 1
MI | offshore-wind | offshore wind | Winter | MI¦offshore wind¦Winter | 1 | 1 | 1 | 1 | 1 | 1 | 1 | 1 | 1 | 1 | 1 | 1 | 1 | 1 | 1 | 1 | 1 | 1 | 1 | 1 | 1 | 1 | 1 | 1
MI | offshore-wind | offshore wind | Spring | MI¦offshore wind¦Spring | 1 | 1 | 1 | 1 | 1 | 1 | 1 | 1 | 1 | 1 | 1 | 1 | 1 | 1 | 1 | 1 | 1 | 1 | 1 | 1 | 1 | 1 | 1 | 1
MI | offshore-wind | offshore wind | Summer | MI¦offshore wind¦Summer | 1 | 1 | 1 | 1 | 1 | 1 | 1 | 1 | 1 | 1 | 1 | 1 | 1 | 1 | 1 | 1 | 1 | 1 | 1 | 1 | 1 | 1 | 1 | 1
MI | offshore-wind | offshore wind | Fall | MI¦offshore wind¦Fall | 1 | 1 | 1 | 1 | 1 | 1 | 1 | 1 | 1 | 1 | 1 | 1 | 1 | 1 | 1 | 1 | 1 | 1 | 1 | 1 | 1 | 1 | 1 | 1
MI | offshore-wind | offshore wind | Summer Peak | MI¦offshore wind¦Summer Peak | 0.4081 | 0.4239 | 0.4576 | 0.5032 | 0.5365 | 0.594 | 0.6193 | 0.6886 | 0.7348 | 0.8435 | 0.782 | 0.7465 | 0.6369 | 0.6086 | 0.6434 | 0.6927 | 0.7145 | 0.7507 | 0.7249 | 0.6605 | 0.6914 | 0.6308 | 0.6343 | 0.6439
MI | offshore-wind | offshore wind | Winter Peak | MI¦offshore wind¦Winter Peak | 0.9531 | 0.9503 | 0.9554 | 0.9668 | 1 | 1 | 1 | 0.9921 | 0.9015 | 0.7978 | 0.7188 | 0.673 | 0.6086 | 0.5801 | 0.588 | 0.6102 | 0.6184 | 0.6091 | 0.6288 | 0.7289 | 0.8472 | 0.9222 | 0.8695 | 0.8054
MN | onshore-wind | onshore wind | Winter | MN¦onshore wind¦Winter | 1 | 1 | 1 | 1 | 1 | 1 | 1 | 1 | 1 | 1 | 1 | 1 | 1 | 1 | 1 | 1 | 1 | 1 | 1 | 1 | 1 | 1 | 1 | 1
MN | onshore-wind | onshore wind | Spring | MN¦onshore wind¦Spring | 1 | 1 | 1 | 1 | 1 | 1 | 1 | 1 | 1 | 1 | 1 | 1 | 1 | 1 | 1 | 1 | 1 | 1 | 1 | 1 | 1 | 1 | 1 | 1
MN | onshore-wind | onshore wind | Summer | MN¦onshore wind¦Summer | 1 | 1 | 1 | 1 | 1 | 1 | 1 | 1 | 1 | 1 | 1 | 1 | 1 | 1 | 1 | 1 | 1 | 1 | 1 | 1 | 1 | 1 | 1 | 1
MN | onshore-wind | onshore wind | Fall | MN¦onshore wind¦Fall | 1 | 1 | 1 | 1 | 1 | 1 | 1 | 1 | 1 | 1 | 1 | 1 | 1 | 1 | 1 | 1 | 1 | 1 | 1 | 1 | 1 | 1 | 1 | 1
MN | onshore-wind | onshore wind | Summer Peak | MN¦onshore wind¦Summer Peak | 0.6078 | 0.5721 | 0.4478 | 0.536 | 0.4908 | 0.4393 | 0.3802 | 0.1667 | 0.3001 | 0.3684 | 0.4301 | 0.2402 | 0.2149 | 0.2862 | 0.2484 | 0.2544 | 0.2886 | 0.3863 | 0.546 | 0.445 | 0.4029 | 0.4053 | 0.3069 | 0.2036
MN | onshore-wind | onshore wind | Winter Peak | MN¦onshore wind¦Winter Peak | 0.4173 | 0.4374 | 0.5295 | 0.5278 | 0.6401 | 0.6441 | 0.6948 | 0.804 | 0.6469 | 0.3469 | 0.253 | 0.2089 | 0.236 | 0.3123 | 0.3583 | 0.6017 | 0.6891 | 0.8186 | 0.7948 | 0.7447 | 0.7035 | 0.595 | 0.5175 | 0.4378
MN | solar-pv | solar pv | Winter | MN¦solar pv¦Winter | 1 | 1 | 1 | 1 | 1 | 1 | 1 | 1 | 1 | 1 | 1 | 1 | 1 | 1 | 1 | 1 | 1 | 1 | 1 | 1 | 1 | 1 | 1 | 1
MN | solar-pv | solar pv | Spring | MN¦solar pv¦Spring | 1 | 1 | 1 | 1 | 1 | 1 | 1 | 1 | 1 | 1 | 1 | 1 | 1 | 1 | 1 | 1 | 1 | 1 | 1 | 1 | 1 | 1 | 1 | 1
MN | solar-pv | solar pv | Summer | MN¦solar pv¦Summer | 1 | 1 | 1 | 1 | 1 | 1 | 1 | 1 | 1 | 1 | 1 | 1 | 1 | 1 | 1 | 1 | 1 | 1 | 1 | 1 | 1 | 1 | 1 | 1
MN | solar-pv | solar pv | Fall | MN¦solar pv¦Fall | 1 | 1 | 1 | 1 | 1 | 1 | 1 | 1 | 1 | 1 | 1 | 1 | 1 | 1 | 1 | 1 | 1 | 1 | 1 | 1 | 1 | 1 | 1 | 1
MN | solar-pv | solar pv | Summer Peak | MN¦solar pv¦Summer Peak | 1 | 1 | 1 | 1 | 0.0354 | 0.6815 | 0.7024 | 0.7614 | 0.8548 | 0.9344 | 0.9488 | 0.9556 | 0.9908 | 0.9862 | 0.9575 | 1 | 0.967 | 0.9508 | 0.2069 | 1 | 1 | 1 | 1 | 1
MN | solar-pv | solar pv | Winter Peak | MN¦solar pv¦Winter Peak | 1 | 1 | 1 | 1 | 1 | 1 | 0 | 0.468 | 0.415 | 0.4866 | 0.4546 | 0.649 | 0.5964 | 0.5215 | 0.593 | 0.4154 | 0 | 1 | 1 | 1 | 1 | 1 | 1 | 1
MN | solar-thermal | solar thermal | Winter | MN¦solar thermal¦Winter | 1 | 1 | 1 | 1 | 1 | 1 | 1 | 1 | 1 | 1 | 1 | 1 | 1 | 1 | 1 | 1 | 1 | 1 | 1 | 1 | 1 | 1 | 1 | 1
MN | solar-thermal | solar thermal | Spring | MN¦solar thermal¦Spring | 1 | 1 | 1 | 1 | 1 | 1 | 1 | 1 | 1 | 1 | 1 | 1 | 1 | 1 | 1 | 1 | 1 | 1 | 1 | 1 | 1 | 1 | 1 | 1
MN | solar-thermal | solar thermal | Summer | MN¦solar thermal¦Summer | 1 | 1 | 1 | 1 | 1 | 1 | 1 | 1 | 1 | 1 | 1 | 1 | 1 | 1 | 1 | 1 | 1 | 1 | 1 | 1 | 1 | 1 | 1 | 1
MN | solar-thermal | solar thermal | Fall | MN¦solar thermal¦Fall | 1 | 1 | 1 | 1 | 1 | 1 | 1 | 1 | 1 | 1 | 1 | 1 | 1 | 1 | 1 | 1 | 1 | 1 | 1 | 1 | 1 | 1 | 1 | 1
MN | solar-thermal | solar thermal | Summer Peak | MN¦solar thermal¦Summer Peak | 1 | 1 | 1 | 1 | 1 | 1 | 1 | 0 | 0.8639 | 1 | 1 | 0.9716 | 0.9672 | 1 | 1 | 1 | 1 | 1 | 1 | 0.9313 | 0.7022 | 1 | 1 | 1
MN | solar-thermal | solar thermal | Winter Peak | MN¦solar thermal¦Winter Peak | 1 | 1 | 1 | 1 | 1 | 1 | 1 | 1 | 1 | 0.2419 | 0.9532 | 0.8804 | 0.9782 | 0.9895 | 0.9927 | 1 | 1 | 1 | 0.8902 | 0 | 1 | 1 | 1 | 1
MN | offshore-wind | offshore wind | Winter | MN¦offshore wind¦Winter | 1 | 1 | 1 | 1 | 1 | 1 | 1 | 1 | 1 | 1 | 1 | 1 | 1 | 1 | 1 | 1 | 1 | 1 | 1 | 1 | 1 | 1 | 1 | 1
MN | offshore-wind | offshore wind | Spring | MN¦offshore wind¦Spring | 1 | 1 | 1 | 1 | 1 | 1 | 1 | 1 | 1 | 1 | 1 | 1 | 1 | 1 | 1 | 1 | 1 | 1 | 1 | 1 | 1 | 1 | 1 | 1
MN | offshore-wind | offshore wind | Summer | MN¦offshore wind¦Summer | 1 | 1 | 1 | 1 | 1 | 1 | 1 | 1 | 1 | 1 | 1 | 1 | 1 | 1 | 1 | 1 | 1 | 1 | 1 | 1 | 1 | 1 | 1 | 1
MN | offshore-wind | offshore wind | Fall | MN¦offshore wind¦Fall | 1 | 1 | 1 | 1 | 1 | 1 | 1 | 1 | 1 | 1 | 1 | 1 | 1 | 1 | 1 | 1 | 1 | 1 | 1 | 1 | 1 | 1 | 1 | 1
MN | offshore-wind | offshore wind | Summer Peak | MN¦offshore wind¦Summer Peak | 0.4081 | 0.4239 | 0.4576 | 0.5032 | 0.5365 | 0.594 | 0.6193 | 0.6886 | 0.7348 | 0.8435 | 0.782 | 0.7465 | 0.6369 | 0.6086 | 0.6434 | 0.6927 | 0.7145 | 0.7507 | 0.7249 | 0.6605 | 0.6914 | 0.6308 | 0.6343 | 0.6439
MN | offshore-wind | offshore wind | Winter Peak | MN¦offshore wind¦Winter Peak | 0.9531 | 0.9503 | 0.9554 | 0.9668 | 1 | 1 | 1 | 0.9921 | 0.9015 | 0.7978 | 0.7188 | 0.673 | 0.6086 | 0.5801 | 0.588 | 0.6102 | 0.6184 | 0.6091 | 0.6288 | 0.7289 | 0.8472 | 0.9222 | 0.8695 | 0.8054
MO | onshore-wind | onshore wind | Winter | MO¦onshore wind¦Winter | 1 | 1 | 1 | 1 | 1 | 1 | 1 | 1 | 1 | 1 | 1 | 1 | 1 | 1 | 1 | 1 | 1 | 1 | 1 | 1 | 1 | 1 | 1 | 1
MO | onshore-wind | onshore wind | Spring | MO¦onshore wind¦Spring | 1 | 1 | 1 | 1 | 1 | 1 | 1 | 1 | 1 | 1 | 1 | 1 | 1 | 1 | 1 | 1 | 1 | 1 | 1 | 1 | 1 | 1 | 1 | 1
MO | onshore-wind | onshore wind | Summer | MO¦onshore wind¦Summer | 1 | 1 | 1 | 1 | 1 | 1 | 1 | 1 | 1 | 1 | 1 | 1 | 1 | 1 | 1 | 1 | 1 | 1 | 1 | 1 | 1 | 1 | 1 | 1
MO | onshore-wind | onshore wind | Fall | MO¦onshore wind¦Fall | 1 | 1 | 1 | 1 | 1 | 1 | 1 | 1 | 1 | 1 | 1 | 1 | 1 | 1 | 1 | 1 | 1 | 1 | 1 | 1 | 1 | 1 | 1 | 1
MO | onshore-wind | onshore wind | Summer Peak | MO¦onshore wind¦Summer Peak | 0.6932 | 0.5954 | 0.5327 | 0.426 | 0.3737 | 0.4079 | 0.5769 | 0.6765 | 0.6632 | 0.6188 | 0.656 | 0.7263 | 0.7729 | 0.7706 | 0.7435 | 0.7174 | 0.6537 | 0.6545 | 0.6921 | 0.582 | 0.4881 | 0.4731 | 0.5009 | 0.5303
MO | onshore-wind | onshore wind | Winter Peak | MO¦onshore wind¦Winter Peak | 0.4875 | 0.3582 | 0.2866 | 0.2922 | 0.3195 | 0.3878 | 0.4674 | 0.3933 | 0.4104 | 0.3394 | 0.2621 | 0.31 | 0.2952 | 0.3482 | 0.3488 | 0.3574 | 0.3891 | 0.4208 | 0.4928 | 0.4436 | 0.4318 | 0.4302 | 0.3655 | 0.533
MO | solar-pv | solar pv | Winter | MO¦solar pv¦Winter | 1 | 1 | 1 | 1 | 1 | 1 | 1 | 1 | 1 | 1 | 1 | 1 | 1 | 1 | 1 | 1 | 1 | 1 | 1 | 1 | 1 | 1 | 1 | 1
MO | solar-pv | solar pv | Spring | MO¦solar pv¦Spring | 1 | 1 | 1 | 1 | 1 | 1 | 1 | 1 | 1 | 1 | 1 | 1 | 1 | 1 | 1 | 1 | 1 | 1 | 1 | 1 | 1 | 1 | 1 | 1
MO | solar-pv | solar pv | Summer | MO¦solar pv¦Summer | 1 | 1 | 1 | 1 | 1 | 1 | 1 | 1 | 1 | 1 | 1 | 1 | 1 | 1 | 1 | 1 | 1 | 1 | 1 | 1 | 1 | 1 | 1 | 1
MO | solar-pv | solar pv | Fall | MO¦solar pv¦Fall | 1 | 1 | 1 | 1 | 1 | 1 | 1 | 1 | 1 | 1 | 1 | 1 | 1 | 1 | 1 | 1 | 1 | 1 | 1 | 1 | 1 | 1 | 1 | 1
MO | solar-pv | solar pv | Summer Peak | MO¦solar pv¦Summer Peak | 1 | 1 | 1 | 1 | 0.2264 | 0.9428 | 1 | 1 | 1 | 1 | 1 | 1 | 1 | 1 | 1 | 1 | 1 | 1 | 0.5478 | 1 | 1 | 1 | 1 | 1
MO | solar-pv | solar pv | Winter Peak | MO¦solar pv¦Winter Peak | 1 | 1 | 1 | 1 | 1 | 1 | 1 | 0.7071 | 0.6586 | 0.7783 | 0.8034 | 0.7936 | 0.8363 | 0.7727 | 0.6969 | 0.6633 | 0 | 1 | 1 | 1 | 1 | 1 | 1 | 1
MO | solar-thermal | solar thermal | Winter | MO¦solar thermal¦Winter | 1 | 1 | 1 | 1 | 1 | 1 | 1 | 1 | 1 | 1 | 1 | 1 | 1 | 1 | 1 | 1 | 1 | 1 | 1 | 1 | 1 | 1 | 1 | 1
MO | solar-thermal | solar thermal | Spring | MO¦solar thermal¦Spring | 1 | 1 | 1 | 1 | 1 | 1 | 1 | 1 | 1 | 1 | 1 | 1 | 1 | 1 | 1 | 1 | 1 | 1 | 1 | 1 | 1 | 1 | 1 | 1
MO | solar-thermal | solar thermal | Summer | MO¦solar thermal¦Summer | 1 | 1 | 1 | 1 | 1 | 1 | 1 | 1 | 1 | 1 | 1 | 1 | 1 | 1 | 1 | 1 | 1 | 1 | 1 | 1 | 1 | 1 | 1 | 1
MO | solar-thermal | solar thermal | Fall | MO¦solar thermal¦Fall | 1 | 1 | 1 | 1 | 1 | 1 | 1 | 1 | 1 | 1 | 1 | 1 | 1 | 1 | 1 | 1 | 1 | 1 | 1 | 1 | 1 | 1 | 1 | 1
MO | solar-thermal | solar thermal | Summer Peak | MO¦solar thermal¦Summer Peak | 1 | 1 | 1 | 1 | 1 | 1 | 1 | 0 | 0.8639 | 1 | 1 | 0.9716 | 0.9672 | 1 | 1 | 1 | 1 | 1 | 1 | 0.9313 | 0.7022 | 1 | 1 | 1
MO | solar-thermal | solar thermal | Winter Peak | MO¦solar thermal¦Winter Peak | 1 | 1 | 1 | 1 | 1 | 1 | 1 | 1 | 1 | 0.2419 | 0.9532 | 0.8804 | 0.9782 | 0.9895 | 0.9927 | 1 | 1 | 1 | 0.8902 | 0 | 1 | 1 | 1 | 1
MO | offshore-wind | offshore wind | Winter | MO¦offshore wind¦Winter | 1 | 1 | 1 | 1 | 1 | 1 | 1 | 1 | 1 | 1 | 1 | 1 | 1 | 1 | 1 | 1 | 1 | 1 | 1 | 1 | 1 | 1 | 1 | 1
MO | offshore-wind | offshore wind | Spring | MO¦offshore wind¦Spring | 1 | 1 | 1 | 1 | 1 | 1 | 1 | 1 | 1 | 1 | 1 | 1 | 1 | 1 | 1 | 1 | 1 | 1 | 1 | 1 | 1 | 1 | 1 | 1
MO | offshore-wind | offshore wind | Summer | MO¦offshore wind¦Summer | 1 | 1 | 1 | 1 | 1 | 1 | 1 | 1 | 1 | 1 | 1 | 1 | 1 | 1 | 1 | 1 | 1 | 1 | 1 | 1 | 1 | 1 | 1 | 1
MO | offshore-wind | offshore wind | Fall | MO¦offshore wind¦Fall | 1 | 1 | 1 | 1 | 1 | 1 | 1 | 1 | 1 | 1 | 1 | 1 | 1 | 1 | 1 | 1 | 1 | 1 | 1 | 1 | 1 | 1 | 1 | 1
MO | offshore-wind | offshore wind | Summer Peak | MO¦offshore wind¦Summer Peak | 0.4081 | 0.4239 | 0.4576 | 0.5032 | 0.5365 | 0.594 | 0.6193 | 0.6886 | 0.7348 | 0.8435 | 0.782 | 0.7465 | 0.6369 | 0.6086 | 0.6434 | 0.6927 | 0.7145 | 0.7507 | 0.7249 | 0.6605 | 0.6914 | 0.6308 | 0.6343 | 0.6439
MO | offshore-wind | offshore wind | Winter Peak | MO¦offshore wind¦Winter Peak | 0.9531 | 0.9503 | 0.9554 | 0.9668 | 1 | 1 | 1 | 0.9921 | 0.9015 | 0.7978 | 0.7188 | 0.673 | 0.6086 | 0.5801 | 0.588 | 0.6102 | 0.6184 | 0.6091 | 0.6288 | 0.7289 | 0.8472 | 0.9222 | 0.8695 | 0.8054
MS | onshore-wind | onshore wind | Winter | MS¦onshore wind¦Winter | 1 | 1 | 1 | 1 | 1 | 1 | 1 | 1 | 1 | 1 | 1 | 1 | 1 | 1 | 1 | 1 | 1 | 1 | 1 | 1 | 1 | 1 | 1 | 1
MS | onshore-wind | onshore wind | Spring | MS¦onshore wind¦Spring | 1 | 1 | 1 | 1 | 1 | 1 | 1 | 1 | 1 | 1 | 1 | 1 | 1 | 1 | 1 | 1 | 1 | 1 | 1 | 1 | 1 | 1 | 1 | 1
MS | onshore-wind | onshore wind | Summer | MS¦onshore wind¦Summer | 1 | 1 | 1 | 1 | 1 | 1 | 1 | 1 | 1 | 1 | 1 | 1 | 1 | 1 | 1 | 1 | 1 | 1 | 1 | 1 | 1 | 1 | 1 | 1
MS | onshore-wind | onshore wind | Fall | MS¦onshore wind¦Fall | 1 | 1 | 1 | 1 | 1 | 1 | 1 | 1 | 1 | 1 | 1 | 1 | 1 | 1 | 1 | 1 | 1 | 1 | 1 | 1 | 1 | 1 | 1 | 1
MS | onshore-wind | onshore wind | Summer Peak | MS¦onshore wind¦Summer Peak | 0.9213 | 0.928 | 0.9529 | 0.9494 | 0.9344 | 0.9422 | 0.9618 | 0.916 | 0.817 | 0.7732 | 0.7672 | 0.7559 | 0.6911 | 0.7569 | 0.8218 | 0.8394 | 0.8623 | 0.8938 | 0.9103 | 0.9335 | 0.929 | 0.9536 | 0.9761 | 0.9895
MS | onshore-wind | onshore wind | Winter Peak | MS¦onshore wind¦Winter Peak | 0.8839 | 0.8569 | 0.8389 | 0.8246 | 0.8097 | 0.7799 | 0.7956 | 0.8067 | 0.8546 | 0.8916 | 0.9459 | 0.9592 | 0.972 | 0.9603 | 0.8889 | 0.8507 | 0.9267 | 0.8877 | 0.8751 | 0.8409 | 0.8108 | 0.8073 | 0.7985 | 0.7899
MS | solar-pv | solar pv | Winter | MS¦solar pv¦Winter | 1 | 1 | 1 | 1 | 1 | 1 | 1 | 1 | 1 | 1 | 1 | 1 | 1 | 1 | 1 | 1 | 1 | 1 | 1 | 1 | 1 | 1 | 1 | 1
MS | solar-pv | solar pv | Spring | MS¦solar pv¦Spring | 1 | 1 | 1 | 1 | 1 | 1 | 1 | 1 | 1 | 1 | 1 | 1 | 1 | 1 | 1 | 1 | 1 | 1 | 1 | 1 | 1 | 1 | 1 | 1
MS | solar-pv | solar pv | Summer | MS¦solar pv¦Summer | 1 | 1 | 1 | 1 | 1 | 1 | 1 | 1 | 1 | 1 | 1 | 1 | 1 | 1 | 1 | 1 | 1 | 1 | 1 | 1 | 1 | 1 | 1 | 1
MS | solar-pv | solar pv | Fall | MS¦solar pv¦Fall | 1 | 1 | 1 | 1 | 1 | 1 | 1 | 1 | 1 | 1 | 1 | 1 | 1 | 1 | 1 | 1 | 1 | 1 | 1 | 1 | 1 | 1 | 1 | 1
MS | solar-pv | solar pv | Summer Peak | MS¦solar pv¦Summer Peak | 1 | 1 | 1 | 1 | 0.233 | 0.728 | 0.8801 | 0.9252 | 0.9471 | 0.95 | 0.971 | 0.9739 | 0.9701 | 0.9658 | 0.9631 | 0.9674 | 0.9411 | 0.9547 | 0.942 | 0.8796 | 0.7914 | 0.792 | 1 | 1
MS | solar-pv | solar pv | Winter Peak | MS¦solar pv¦Winter Peak | 1 | 1 | 1 | 1 | 1 | 1 | 1 | 0.9182 | 0.8898 | 0.8779 | 0.8809 | 0.9029 | 0.932 | 0.927 | 0.8971 | 0.8721 | 0.8442 | 0.8612 | 0.69 | 0.02 | 1 | 1 | 1 | 1
MS | solar-thermal | solar thermal | Winter | MS¦solar thermal¦Winter | 1 | 1 | 1 | 1 | 1 | 1 | 1 | 1 | 1 | 1 | 1 | 1 | 1 | 1 | 1 | 1 | 1 | 1 | 1 | 1 | 1 | 1 | 1 | 1
MS | solar-thermal | solar thermal | Spring | MS¦solar thermal¦Spring | 1 | 1 | 1 | 1 | 1 | 1 | 1 | 1 | 1 | 1 | 1 | 1 | 1 | 1 | 1 | 1 | 1 | 1 | 1 | 1 | 1 | 1 | 1 | 1
MS | solar-thermal | solar thermal | Summer | MS¦solar thermal¦Summer | 1 | 1 | 1 | 1 | 1 | 1 | 1 | 1 | 1 | 1 | 1 | 1 | 1 | 1 | 1 | 1 | 1 | 1 | 1 | 1 | 1 | 1 | 1 | 1
MS | solar-thermal | solar thermal | Fall | MS¦solar thermal¦Fall | 1 | 1 | 1 | 1 | 1 | 1 | 1 | 1 | 1 | 1 | 1 | 1 | 1 | 1 | 1 | 1 | 1 | 1 | 1 | 1 | 1 | 1 | 1 | 1
MS | solar-thermal | solar thermal | Summer Peak | MS¦solar thermal¦Summer Peak | 1 | 1 | 1 | 1 | 1 | 1 | 1 | 0 | 0.8639 | 1 | 1 | 0.9716 | 0.9672 | 1 | 1 | 1 | 1 | 1 | 1 | 0.9313 | 0.7022 | 1 | 1 | 1
MS | solar-thermal | solar thermal | Winter Peak | MS¦solar thermal¦Winter Peak | 1 | 1 | 1 | 1 | 1 | 1 | 1 | 1 | 1 | 0.2419 | 0.9532 | 0.8804 | 0.9782 | 0.9895 | 0.9927 | 1 | 1 | 1 | 0.8902 | 0 | 1 | 1 | 1 | 1
MS | offshore-wind | offshore wind | Winter | MS¦offshore wind¦Winter | 1 | 1 | 1 | 1 | 1 | 1 | 1 | 1 | 1 | 1 | 1 | 1 | 1 | 1 | 1 | 1 | 1 | 1 | 1 | 1 | 1 | 1 | 1 | 1
MS | offshore-wind | offshore wind | Spring | MS¦offshore wind¦Spring | 1 | 1 | 1 | 1 | 1 | 1 | 1 | 1 | 1 | 1 | 1 | 1 | 1 | 1 | 1 | 1 | 1 | 1 | 1 | 1 | 1 | 1 | 1 | 1
MS | offshore-wind | offshore wind | Summer | MS¦offshore wind¦Summer | 1 | 1 | 1 | 1 | 1 | 1 | 1 | 1 | 1 | 1 | 1 | 1 | 1 | 1 | 1 | 1 | 1 | 1 | 1 | 1 | 1 | 1 | 1 | 1
MS | offshore-wind | offshore wind | Fall | MS¦offshore wind¦Fall | 1 | 1 | 1 | 1 | 1 | 1 | 1 | 1 | 1 | 1 | 1 | 1 | 1 | 1 | 1 | 1 | 1 | 1 | 1 | 1 | 1 | 1 | 1 | 1
MS | offshore-wind | offshore wind | Summer Peak | MS¦offshore wind¦Summer Peak | 0.4081 | 0.4239 | 0.4576 | 0.5032 | 0.5365 | 0.594 | 0.6193 | 0.6886 | 0.7348 | 0.8435 | 0.782 | 0.7465 | 0.6369 | 0.6086 | 0.6434 | 0.6927 | 0.7145 | 0.7507 | 0.7249 | 0.6605 | 0.6914 | 0.6308 | 0.6343 | 0.6439
MS | offshore-wind | offshore wind | Winter Peak | MS¦offshore wind¦Winter Peak | 0.9531 | 0.9503 | 0.9554 | 0.9668 | 1 | 1 | 1 | 0.9921 | 0.9015 | 0.7978 | 0.7188 | 0.673 | 0.6086 | 0.5801 | 0.588 | 0.6102 | 0.6184 | 0.6091 | 0.6288 | 0.7289 | 0.8472 | 0.9222 | 0.8695 | 0.8054
MT | onshore-wind | onshore wind | Winter | MT¦onshore wind¦Winter | 1 | 1 | 1 | 1 | 1 | 1 | 1 | 1 | 1 | 1 | 1 | 1 | 1 | 1 | 1 | 1 | 1 | 1 | 1 | 1 | 1 | 1 | 1 | 1
MT | onshore-wind | onshore wind | Spring | MT¦onshore wind¦Spring | 1 | 1 | 1 | 1 | 1 | 1 | 1 | 1 | 1 | 1 | 1 | 1 | 1 | 1 | 1 | 1 | 1 | 1 | 1 | 1 | 1 | 1 | 1 | 1
MT | onshore-wind | onshore wind | Summer | MT¦onshore wind¦Summer | 1 | 1 | 1 | 1 | 1 | 1 | 1 | 1 | 1 | 1 | 1 | 1 | 1 | 1 | 1 | 1 | 1 | 1 | 1 | 1 | 1 | 1 | 1 | 1
MT | onshore-wind | onshore wind | Fall | MT¦onshore wind¦Fall | 1 | 1 | 1 | 1 | 1 | 1 | 1 | 1 | 1 | 1 | 1 | 1 | 1 | 1 | 1 | 1 | 1 | 1 | 1 | 1 | 1 | 1 | 1 | 1
MT | onshore-wind | onshore wind | Summer Peak | MT¦onshore wind¦Summer Peak | 0.9213 | 0.928 | 0.9529 | 0.9494 | 0.9344 | 0.9422 | 0.9618 | 0.916 | 0.817 | 0.7732 | 0.7672 | 0.7559 | 0.6911 | 0.7569 | 0.8218 | 0.8394 | 0.8623 | 0.8938 | 0.9103 | 0.9335 | 0.929 | 0.9536 | 0.9761 | 0.9895
MT | onshore-wind | onshore wind | Winter Peak | MT¦onshore wind¦Winter Peak | 0.8839 | 0.8569 | 0.8389 | 0.8246 | 0.8097 | 0.7799 | 0.7956 | 0.8067 | 0.8546 | 0.8916 | 0.9459 | 0.9592 | 0.972 | 0.9603 | 0.8889 | 0.8507 | 0.9267 | 0.8877 | 0.8751 | 0.8409 | 0.8108 | 0.8073 | 0.7985 | 0.7899
MT | solar-pv | solar pv | Winter | MT¦solar pv¦Winter | 1 | 1 | 1 | 1 | 1 | 1 | 1 | 1 | 1 | 1 | 1 | 1 | 1 | 1 | 1 | 1 | 1 | 1 | 1 | 1 | 1 | 1 | 1 | 1
MT | solar-pv | solar pv | Spring | MT¦solar pv¦Spring | 1 | 1 | 1 | 1 | 1 | 1 | 1 | 1 | 1 | 1 | 1 | 1 | 1 | 1 | 1 | 1 | 1 | 1 | 1 | 1 | 1 | 1 | 1 | 1
MT | solar-pv | solar pv | Summer | MT¦solar pv¦Summer | 1 | 1 | 1 | 1 | 1 | 1 | 1 | 1 | 1 | 1 | 1 | 1 | 1 | 1 | 1 | 1 | 1 | 1 | 1 | 1 | 1 | 1 | 1 | 1
MT | solar-pv | solar pv | Fall | MT¦solar pv¦Fall | 1 | 1 | 1 | 1 | 1 | 1 | 1 | 1 | 1 | 1 | 1 | 1 | 1 | 1 | 1 | 1 | 1 | 1 | 1 | 1 | 1 | 1 | 1 | 1
MT | solar-pv | solar pv | Summer Peak | MT¦solar pv¦Summer Peak | 1 | 1 | 1 | 1 | 0.233 | 0.728 | 0.8801 | 0.9252 | 0.9471 | 0.95 | 0.971 | 0.9739 | 0.9701 | 0.9658 | 0.9631 | 0.9674 | 0.9411 | 0.9547 | 0.942 | 0.8796 | 0.7914 | 0.792 | 1 | 1
MT | solar-pv | solar pv | Winter Peak | MT¦solar pv¦Winter Peak | 1 | 1 | 1 | 1 | 1 | 1 | 1 | 0.9182 | 0.8898 | 0.8779 | 0.8809 | 0.9029 | 0.932 | 0.927 | 0.8971 | 0.8721 | 0.8442 | 0.8612 | 0.69 | 0.02 | 1 | 1 | 1 | 1
MT | solar-thermal | solar thermal | Winter | MT¦solar thermal¦Winter | 1 | 1 | 1 | 1 | 1 | 1 | 1 | 1 | 1 | 1 | 1 | 1 | 1 | 1 | 1 | 1 | 1 | 1 | 1 | 1 | 1 | 1 | 1 | 1
MT | solar-thermal | solar thermal | Spring | MT¦solar thermal¦Spring | 1 | 1 | 1 | 1 | 1 | 1 | 1 | 1 | 1 | 1 | 1 | 1 | 1 | 1 | 1 | 1 | 1 | 1 | 1 | 1 | 1 | 1 | 1 | 1
MT | solar-thermal | solar thermal | Summer | MT¦solar thermal¦Summer | 1 | 1 | 1 | 1 | 1 | 1 | 1 | 1 | 1 | 1 | 1 | 1 | 1 | 1 | 1 | 1 | 1 | 1 | 1 | 1 | 1 | 1 | 1 | 1
MT | solar-thermal | solar thermal | Fall | MT¦solar thermal¦Fall | 1 | 1 | 1 | 1 | 1 | 1 | 1 | 1 | 1 | 1 | 1 | 1 | 1 | 1 | 1 | 1 | 1 | 1 | 1 | 1 | 1 | 1 | 1 | 1
MT | solar-thermal | solar thermal | Summer Peak | MT¦solar thermal¦Summer Peak | 1 | 1 | 1 | 1 | 1 | 1 | 1 | 0 | 0.8639 | 1 | 1 | 0.9716 | 0.9672 | 1 | 1 | 1 | 1 | 1 | 1 | 0.9313 | 0.7022 | 1 | 1 | 1
MT | solar-thermal | solar thermal | Winter Peak | MT¦solar thermal¦Winter Peak | 1 | 1 | 1 | 1 | 1 | 1 | 1 | 1 | 1 | 0.2419 | 0.9532 | 0.8804 | 0.9782 | 0.9895 | 0.9927 | 1 | 1 | 1 | 0.8902 | 0 | 1 | 1 | 1 | 1
MT | offshore-wind | offshore wind | Winter | MT¦offshore wind¦Winter | 1 | 1 | 1 | 1 | 1 | 1 | 1 | 1 | 1 | 1 | 1 | 1 | 1 | 1 | 1 | 1 | 1 | 1 | 1 | 1 | 1 | 1 | 1 | 1
MT | offshore-wind | offshore wind | Spring | MT¦offshore wind¦Spring | 1 | 1 | 1 | 1 | 1 | 1 | 1 | 1 | 1 | 1 | 1 | 1 | 1 | 1 | 1 | 1 | 1 | 1 | 1 | 1 | 1 | 1 | 1 | 1
MT | offshore-wind | offshore wind | Summer | MT¦offshore wind¦Summer | 1 | 1 | 1 | 1 | 1 | 1 | 1 | 1 | 1 | 1 | 1 | 1 | 1 | 1 | 1 | 1 | 1 | 1 | 1 | 1 | 1 | 1 | 1 | 1
MT | offshore-wind | offshore wind | Fall | MT¦offshore wind¦Fall | 1 | 1 | 1 | 1 | 1 | 1 | 1 | 1 | 1 | 1 | 1 | 1 | 1 | 1 | 1 | 1 | 1 | 1 | 1 | 1 | 1 | 1 | 1 | 1
MT | offshore-wind | offshore wind | Summer Peak | MT¦offshore wind¦Summer Peak | 0.4081 | 0.4239 | 0.4576 | 0.5032 | 0.5365 | 0.594 | 0.6193 | 0.6886 | 0.7348 | 0.8435 | 0.782 | 0.7465 | 0.6369 | 0.6086 | 0.6434 | 0.6927 | 0.7145 | 0.7507 | 0.7249 | 0.6605 | 0.6914 | 0.6308 | 0.6343 | 0.6439
MT | offshore-wind | offshore wind | Winter Peak | MT¦offshore wind¦Winter Peak | 0.9531 | 0.9503 | 0.9554 | 0.9668 | 1 | 1 | 1 | 0.9921 | 0.9015 | 0.7978 | 0.7188 | 0.673 | 0.6086 | 0.5801 | 0.588 | 0.6102 | 0.6184 | 0.6091 | 0.6288 | 0.7289 | 0.8472 | 0.9222 | 0.8695 | 0.8054
NC | onshore-wind | onshore wind | Winter | NC¦onshore wind¦Winter | 1 | 1 | 1 | 1 | 1 | 1 | 1 | 1 | 1 | 1 | 1 | 1 | 1 | 1 | 1 | 1 | 1 | 1 | 1 | 1 | 1 | 1 | 1 | 1
NC | onshore-wind | onshore wind | Spring | NC¦onshore wind¦Spring | 1 | 1 | 1 | 1 | 1 | 1 | 1 | 1 | 1 | 1 | 1 | 1 | 1 | 1 | 1 | 1 | 1 | 1 | 1 | 1 | 1 | 1 | 1 | 1
NC | onshore-wind | onshore wind | Summer | NC¦onshore wind¦Summer | 1 | 1 | 1 | 1 | 1 | 1 | 1 | 1 | 1 | 1 | 1 | 1 | 1 | 1 | 1 | 1 | 1 | 1 | 1 | 1 | 1 | 1 | 1 | 1
NC | onshore-wind | onshore wind | Fall | NC¦onshore wind¦Fall | 1 | 1 | 1 | 1 | 1 | 1 | 1 | 1 | 1 | 1 | 1 | 1 | 1 | 1 | 1 | 1 | 1 | 1 | 1 | 1 | 1 | 1 | 1 | 1
NC | onshore-wind | onshore wind | Summer Peak | NC¦onshore wind¦Summer Peak | 0.3416 | 0.2919 | 0.2979 | 0.2534 | 0.2577 | 0.2303 | 0.323 | 0.2333 | 0.257 | 0.3425 | 0.5487 | 0.5112 | 0.5454 | 0.4763 | 0.6307 | 0.5448 | 0.5019 | 0.5048 | 0.5405 | 0.3689 | 0.4097 | 0.3153 | 0.3739 | 0.3131
NC | onshore-wind | onshore wind | Winter Peak | NC¦onshore wind¦Winter Peak | 0.4211 | 0.4904 | 0.4747 | 0.4374 | 0.4026 | 0.5331 | 0.5443 | 0.4852 | 0.5615 | 0.6281 | 0.7601 | 0.6482 | 0.513 | 0.4281 | 0.4416 | 0.4975 | 0.6141 | 0.6195 | 0.5611 | 0.6419 | 0.593 | 0.5123 | 0.5125 | 0.5665
NC | solar-pv | solar pv | Winter | NC¦solar pv¦Winter | 1 | 1 | 1 | 1 | 1 | 1 | 1 | 1 | 1 | 1 | 1 | 1 | 1 | 1 | 1 | 1 | 1 | 1 | 1 | 1 | 1 | 1 | 1 | 1
NC | solar-pv | solar pv | Spring | NC¦solar pv¦Spring | 1 | 1 | 1 | 1 | 1 | 1 | 1 | 1 | 1 | 1 | 1 | 1 | 1 | 1 | 1 | 1 | 1 | 1 | 1 | 1 | 1 | 1 | 1 | 1
NC | solar-pv | solar pv | Summer | NC¦solar pv¦Summer | 1 | 1 | 1 | 1 | 1 | 1 | 1 | 1 | 1 | 1 | 1 | 1 | 1 | 1 | 1 | 1 | 1 | 1 | 1 | 1 | 1 | 1 | 1 | 1
NC | solar-pv | solar pv | Fall | NC¦solar pv¦Fall | 1 | 1 | 1 | 1 | 1 | 1 | 1 | 1 | 1 | 1 | 1 | 1 | 1 | 1 | 1 | 1 | 1 | 1 | 1 | 1 | 1 | 1 | 1 | 1
NC | solar-pv | solar pv | Summer Peak | NC¦solar pv¦Summer Peak | 1 | 1 | 1 | 1 | 1 | 0.3448 | 0.5794 | 0.7708 | 0.7957 | 0.8395 | 0.8798 | 0.9072 | 0.8879 | 0.8617 | 0.8078 | 0.7166 | 0.701 | 0.5577 | 0.0169 | 1 | 1 | 1 | 1 | 1
NC | solar-pv | solar pv | Winter Peak | NC¦solar pv¦Winter Peak | 1 | 1 | 1 | 1 | 1 | 1 | 1 | 0.518 | 0.4674 | 0.5167 | 0.4987 | 0.5669 | 0.5395 | 0.4662 | 0.4784 | 0.6168 | 0.1374 | 1 | 1 | 1 | 1 | 1 | 1 | 1
NC | solar-thermal | solar thermal | Winter | NC¦solar thermal¦Winter | 1 | 1 | 1 | 1 | 1 | 1 | 1 | 1 | 1 | 1 | 1 | 1 | 1 | 1 | 1 | 1 | 1 | 1 | 1 | 1 | 1 | 1 | 1 | 1
NC | solar-thermal | solar thermal | Spring | NC¦solar thermal¦Spring | 1 | 1 | 1 | 1 | 1 | 1 | 1 | 1 | 1 | 1 | 1 | 1 | 1 | 1 | 1 | 1 | 1 | 1 | 1 | 1 | 1 | 1 | 1 | 1
NC | solar-thermal | solar thermal | Summer | NC¦solar thermal¦Summer | 1 | 1 | 1 | 1 | 1 | 1 | 1 | 1 | 1 | 1 | 1 | 1 | 1 | 1 | 1 | 1 | 1 | 1 | 1 | 1 | 1 | 1 | 1 | 1
NC | solar-thermal | solar thermal | Fall | NC¦solar thermal¦Fall | 1 | 1 | 1 | 1 | 1 | 1 | 1 | 1 | 1 | 1 | 1 | 1 | 1 | 1 | 1 | 1 | 1 | 1 | 1 | 1 | 1 | 1 | 1 | 1
NC | solar-thermal | solar thermal | Summer Peak | NC¦solar thermal¦Summer Peak | 1 | 1 | 1 | 1 | 1 | 1 | 1 | 0 | 0.8639 | 1 | 1 | 0.9716 | 0.9672 | 1 | 1 | 1 | 1 | 1 | 1 | 0.9313 | 0.7022 | 1 | 1 | 1
NC | solar-thermal | solar thermal | Winter Peak | NC¦solar thermal¦Winter Peak | 1 | 1 | 1 | 1 | 1 | 1 | 1 | 1 | 1 | 0.2419 | 0.9532 | 0.8804 | 0.9782 | 0.9895 | 0.9927 | 1 | 1 | 1 | 0.8902 | 0 | 1 | 1 | 1 | 1
NC | offshore-wind | offshore wind | Winter | NC¦offshore wind¦Winter | 1 | 1 | 1 | 1 | 1 | 1 | 1 | 1 | 1 | 1 | 1 | 1 | 1 | 1 | 1 | 1 | 1 | 1 | 1 | 1 | 1 | 1 | 1 | 1
NC | offshore-wind | offshore wind | Spring | NC¦offshore wind¦Spring | 1 | 1 | 1 | 1 | 1 | 1 | 1 | 1 | 1 | 1 | 1 | 1 | 1 | 1 | 1 | 1 | 1 | 1 | 1 | 1 | 1 | 1 | 1 | 1
NC | offshore-wind | offshore wind | Summer | NC¦offshore wind¦Summer | 1 | 1 | 1 | 1 | 1 | 1 | 1 | 1 | 1 | 1 | 1 | 1 | 1 | 1 | 1 | 1 | 1 | 1 | 1 | 1 | 1 | 1 | 1 | 1
NC | offshore-wind | offshore wind | Fall | NC¦offshore wind¦Fall | 1 | 1 | 1 | 1 | 1 | 1 | 1 | 1 | 1 | 1 | 1 | 1 | 1 | 1 | 1 | 1 | 1 | 1 | 1 | 1 | 1 | 1 | 1 | 1
NC | offshore-wind | offshore wind | Summer Peak | NC¦offshore wind¦Summer Peak | 0.4564 | 0.4393 | 0.4551 | 0.3907 | 0.4909 | 0.4973 | 0.421 | 0.4728 | 0.4852 | 0.5133 | 0.5006 | 0.4096 | 0.3681 | 0.4873 | 0.5108 | 0.4514 | 0.5563 | 0.499 | 0.5548 | 0.5089 | 0.5325 | 0.5479 | 0.439 | 0.3572
NC | offshore-wind | offshore wind | Winter Peak | NC¦offshore wind¦Winter Peak | 0.3441 | 0.3371 | 0.304 | 0.324 | 0.37 | 0.4235 | 0.5016 | 0.5233 | 0.5675 | 0.5085 | 0.4002 | 0.3539 | 0.3259 | 0.3836 | 0.4841 | 0.546 | 0.5852 | 0.6338 | 0.6295 | 0.5446 | 0.4593 | 0.4299 | 0.4678 | 0.449
ND | onshore-wind | onshore wind | Winter | ND¦onshore wind¦Winter | 1 | 1 | 1 | 1 | 1 | 1 | 1 | 1 | 1 | 1 | 1 | 1 | 1 | 1 | 1 | 1 | 1 | 1 | 1 | 1 | 1 | 1 | 1 | 1
ND | onshore-wind | onshore wind | Spring | ND¦onshore wind¦Spring | 1 | 1 | 1 | 1 | 1 | 1 | 1 | 1 | 1 | 1 | 1 | 1 | 1 | 1 | 1 | 1 | 1 | 1 | 1 | 1 | 1 | 1 | 1 | 1
ND | onshore-wind | onshore wind | Summer | ND¦onshore wind¦Summer | 1 | 1 | 1 | 1 | 1 | 1 | 1 | 1 | 1 | 1 | 1 | 1 | 1 | 1 | 1 | 1 | 1 | 1 | 1 | 1 | 1 | 1 | 1 | 1
ND | onshore-wind | onshore wind | Fall | ND¦onshore wind¦Fall | 1 | 1 | 1 | 1 | 1 | 1 | 1 | 1 | 1 | 1 | 1 | 1 | 1 | 1 | 1 | 1 | 1 | 1 | 1 | 1 | 1 | 1 | 1 | 1
ND | onshore-wind | onshore wind | Summer Peak | ND¦onshore wind¦Summer Peak | 0.5219 | 0.5344 | 0.5822 | 0.6141 | 0.5926 | 0.583 | 0.5608 | 0.4383 | 0.4307 | 0.386 | 0.3904 | 0.3858 | 0.3383 | 0.3526 | 0.3102 | 0.3752 | 0.4333 | 0.4045 | 0.4957 | 0.6559 | 0.726 | 0.7387 | 0.6914 | 0.7325
ND | onshore-wind | onshore wind | Winter Peak | ND¦onshore wind¦Winter Peak | 0.4463 | 0.53 | 0.462 | 0.4461 | 0.4703 | 0.4913 | 0.4899 | 0.4963 | 0.6199 | 0.5682 | 0.4087 | 0.5274 | 0.5855 | 0.4792 | 0.492 | 0.5032 | 0.4913 | 0.5499 | 0.5619 | 0.528 | 0.5844 | 0.6065 | 0.6461 | 0.6395
ND | solar-pv | solar pv | Winter | ND¦solar pv¦Winter | 1 | 1 | 1 | 1 | 1 | 1 | 1 | 1 | 1 | 1 | 1 | 1 | 1 | 1 | 1 | 1 | 1 | 1 | 1 | 1 | 1 | 1 | 1 | 1
ND | solar-pv | solar pv | Spring | ND¦solar pv¦Spring | 1 | 1 | 1 | 1 | 1 | 1 | 1 | 1 | 1 | 1 | 1 | 1 | 1 | 1 | 1 | 1 | 1 | 1 | 1 | 1 | 1 | 1 | 1 | 1
ND | solar-pv | solar pv | Summer | ND¦solar pv¦Summer | 1 | 1 | 1 | 1 | 1 | 1 | 1 | 1 | 1 | 1 | 1 | 1 | 1 | 1 | 1 | 1 | 1 | 1 | 1 | 1 | 1 | 1 | 1 | 1
ND | solar-pv | solar pv | Fall | ND¦solar pv¦Fall | 1 | 1 | 1 | 1 | 1 | 1 | 1 | 1 | 1 | 1 | 1 | 1 | 1 | 1 | 1 | 1 | 1 | 1 | 1 | 1 | 1 | 1 | 1 | 1
ND | solar-pv | solar pv | Summer Peak | ND¦solar pv¦Summer Peak | 1 | 1 | 1 | 1 | 0.1328 | 0.641 | 0.8291 | 0.8462 | 0.8852 | 0.9437 | 0.9379 | 0.9328 | 0.9359 | 0.8944 | 0.9582 | 0.9833 | 0.9177 | 0.8547 | 0.8364 | 0.1968 | 1 | 1 | 1 | 1
ND | solar-pv | solar pv | Winter Peak | ND¦solar pv¦Winter Peak | 1 | 1 | 1 | 1 | 1 | 1 | 0 | 0.1439 | 0.5444 | 0.7024 | 0.8051 | 0.8033 | 0.8012 | 0.8119 | 0.8075 | 0.6952 | 0.0234 | 0 | 1 | 1 | 1 | 1 | 1 | 1
ND | solar-thermal | solar thermal | Winter | ND¦solar thermal¦Winter | 1 | 1 | 1 | 1 | 1 | 1 | 1 | 1 | 1 | 1 | 1 | 1 | 1 | 1 | 1 | 1 | 1 | 1 | 1 | 1 | 1 | 1 | 1 | 1
ND | solar-thermal | solar thermal | Spring | ND¦solar thermal¦Spring | 1 | 1 | 1 | 1 | 1 | 1 | 1 | 1 | 1 | 1 | 1 | 1 | 1 | 1 | 1 | 1 | 1 | 1 | 1 | 1 | 1 | 1 | 1 | 1
ND | solar-thermal | solar thermal | Summer | ND¦solar thermal¦Summer | 1 | 1 | 1 | 1 | 1 | 1 | 1 | 1 | 1 | 1 | 1 | 1 | 1 | 1 | 1 | 1 | 1 | 1 | 1 | 1 | 1 | 1 | 1 | 1
ND | solar-thermal | solar thermal | Fall | ND¦solar thermal¦Fall | 1 | 1 | 1 | 1 | 1 | 1 | 1 | 1 | 1 | 1 | 1 | 1 | 1 | 1 | 1 | 1 | 1 | 1 | 1 | 1 | 1 | 1 | 1 | 1
ND | solar-thermal | solar thermal | Summer Peak | ND¦solar thermal¦Summer Peak | 1 | 1 | 1 | 1 | 1 | 1 | 1 | 0 | 0.8639 | 1 | 1 | 0.9716 | 0.9672 | 1 | 1 | 1 | 1 | 1 | 1 | 0.9313 | 0.7022 | 1 | 1 | 1
ND | solar-thermal | solar thermal | Winter Peak | ND¦solar thermal¦Winter Peak | 1 | 1 | 1 | 1 | 1 | 1 | 1 | 1 | 1 | 0.2419 | 0.9532 | 0.8804 | 0.9782 | 0.9895 | 0.9927 | 1 | 1 | 1 | 0.8902 | 0 | 1 | 1 | 1 | 1
ND | offshore-wind | offshore wind | Winter | ND¦offshore wind¦Winter | 1 | 1 | 1 | 1 | 1 | 1 | 1 | 1 | 1 | 1 | 1 | 1 | 1 | 1 | 1 | 1 | 1 | 1 | 1 | 1 | 1 | 1 | 1 | 1
ND | offshore-wind | offshore wind | Spring | ND¦offshore wind¦Spring | 1 | 1 | 1 | 1 | 1 | 1 | 1 | 1 | 1 | 1 | 1 | 1 | 1 | 1 | 1 | 1 | 1 | 1 | 1 | 1 | 1 | 1 | 1 | 1
ND | offshore-wind | offshore wind | Summer | ND¦offshore wind¦Summer | 1 | 1 | 1 | 1 | 1 | 1 | 1 | 1 | 1 | 1 | 1 | 1 | 1 | 1 | 1 | 1 | 1 | 1 | 1 | 1 | 1 | 1 | 1 | 1
ND | offshore-wind | offshore wind | Fall | ND¦offshore wind¦Fall | 1 | 1 | 1 | 1 | 1 | 1 | 1 | 1 | 1 | 1 | 1 | 1 | 1 | 1 | 1 | 1 | 1 | 1 | 1 | 1 | 1 | 1 | 1 | 1
ND | offshore-wind | offshore wind | Summer Peak | ND¦offshore wind¦Summer Peak | 0.4081 | 0.4239 | 0.4576 | 0.5032 | 0.5365 | 0.594 | 0.6193 | 0.6886 | 0.7348 | 0.8435 | 0.782 | 0.7465 | 0.6369 | 0.6086 | 0.6434 | 0.6927 | 0.7145 | 0.7507 | 0.7249 | 0.6605 | 0.6914 | 0.6308 | 0.6343 | 0.6439
ND | offshore-wind | offshore wind | Winter Peak | ND¦offshore wind¦Winter Peak | 0.9531 | 0.9503 | 0.9554 | 0.9668 | 1 | 1 | 1 | 0.9921 | 0.9015 | 0.7978 | 0.7188 | 0.673 | 0.6086 | 0.5801 | 0.588 | 0.6102 | 0.6184 | 0.6091 | 0.6288 | 0.7289 | 0.8472 | 0.9222 | 0.8695 | 0.8054
NE | onshore-wind | onshore wind | Winter | NE¦onshore wind¦Winter | 1 | 1 | 1 | 1 | 1 | 1 | 1 | 1 | 1 | 1 | 1 | 1 | 1 | 1 | 1 | 1 | 1 | 1 | 1 | 1 | 1 | 1 | 1 | 1
NE | onshore-wind | onshore wind | Spring | NE¦onshore wind¦Spring | 1 | 1 | 1 | 1 | 1 | 1 | 1 | 1 | 1 | 1 | 1 | 1 | 1 | 1 | 1 | 1 | 1 | 1 | 1 | 1 | 1 | 1 | 1 | 1
NE | onshore-wind | onshore wind | Summer | NE¦onshore wind¦Summer | 1 | 1 | 1 | 1 | 1 | 1 | 1 | 1 | 1 | 1 | 1 | 1 | 1 | 1 | 1 | 1 | 1 | 1 | 1 | 1 | 1 | 1 | 1 | 1
NE | onshore-wind | onshore wind | Fall | NE¦onshore wind¦Fall | 1 | 1 | 1 | 1 | 1 | 1 | 1 | 1 | 1 | 1 | 1 | 1 | 1 | 1 | 1 | 1 | 1 | 1 | 1 | 1 | 1 | 1 | 1 | 1
NE | onshore-wind | onshore wind | Summer Peak | NE¦onshore wind¦Summer Peak | 0.7096 | 0.6572 | 0.6001 | 0.5354 | 0.5459 | 0.5587 | 0.5468 | 0.6629 | 0.6367 | 0.5784 | 0.3387 | 0.3378 | 0.3961 | 0.3794 | 0.315 | 0.3937 | 0.4833 | 0.6045 | 0.6173 | 0.7997 | 0.8252 | 0.7698 | 0.7193 | 0.7222
NE | onshore-wind | onshore wind | Winter Peak | NE¦onshore wind¦Winter Peak | 0.9322 | 0.9279 | 0.9564 | 0.9643 | 0.9225 | 0.9427 | 0.9498 | 0.9466 | 0.9217 | 0.8892 | 0.8038 | 0.6611 | 0.5631 | 0.5451 | 0.585 | 0.6509 | 0.6788 | 0.6941 | 0.6411 | 0.7001 | 0.7586 | 0.7013 | 0.6975 | 0.5572
NE | solar-pv | solar pv | Winter | NE¦solar pv¦Winter | 1 | 1 | 1 | 1 | 1 | 1 | 1 | 1 | 1 | 1 | 1 | 1 | 1 | 1 | 1 | 1 | 1 | 1 | 1 | 1 | 1 | 1 | 1 | 1
NE | solar-pv | solar pv | Spring | NE¦solar pv¦Spring | 1 | 1 | 1 | 1 | 1 | 1 | 1 | 1 | 1 | 1 | 1 | 1 | 1 | 1 | 1 | 1 | 1 | 1 | 1 | 1 | 1 | 1 | 1 | 1
NE | solar-pv | solar pv | Summer | NE¦solar pv¦Summer | 1 | 1 | 1 | 1 | 1 | 1 | 1 | 1 | 1 | 1 | 1 | 1 | 1 | 1 | 1 | 1 | 1 | 1 | 1 | 1 | 1 | 1 | 1 | 1
NE | solar-pv | solar pv | Fall | NE¦solar pv¦Fall | 1 | 1 | 1 | 1 | 1 | 1 | 1 | 1 | 1 | 1 | 1 | 1 | 1 | 1 | 1 | 1 | 1 | 1 | 1 | 1 | 1 | 1 | 1 | 1
NE | solar-pv | solar pv | Summer Peak | NE¦solar pv¦Summer Peak | 1 | 1 | 1 | 1 | 1 | 0.2616 | 0.8524 | 0.9895 | 1 | 1 | 1 | 1 | 1 | 1 | 0.9889 | 0.9174 | 0.8008 | 0.7458 | 0.7938 | 0 | 1 | 1 | 1 | 1
NE | solar-pv | solar pv | Winter Peak | NE¦solar pv¦Winter Peak | 1 | 1 | 1 | 1 | 1 | 1 | 1 | 0.0101 | 0.55 | 0.8043 | 0.9057 | 0.9086 | 0.9635 | 0.9661 | 0.9179 | 0.7228 | 0.0195 | 1 | 1 | 1 | 1 | 1 | 1 | 1
NE | solar-thermal | solar thermal | Winter | NE¦solar thermal¦Winter | 1 | 1 | 1 | 1 | 1 | 1 | 1 | 1 | 1 | 1 | 1 | 1 | 1 | 1 | 1 | 1 | 1 | 1 | 1 | 1 | 1 | 1 | 1 | 1
NE | solar-thermal | solar thermal | Spring | NE¦solar thermal¦Spring | 1 | 1 | 1 | 1 | 1 | 1 | 1 | 1 | 1 | 1 | 1 | 1 | 1 | 1 | 1 | 1 | 1 | 1 | 1 | 1 | 1 | 1 | 1 | 1
NE | solar-thermal | solar thermal | Summer | NE¦solar thermal¦Summer | 1 | 1 | 1 | 1 | 1 | 1 | 1 | 1 | 1 | 1 | 1 | 1 | 1 | 1 | 1 | 1 | 1 | 1 | 1 | 1 | 1 | 1 | 1 | 1
NE | solar-thermal | solar thermal | Fall | NE¦solar thermal¦Fall | 1 | 1 | 1 | 1 | 1 | 1 | 1 | 1 | 1 | 1 | 1 | 1 | 1 | 1 | 1 | 1 | 1 | 1 | 1 | 1 | 1 | 1 | 1 | 1
NE | solar-thermal | solar thermal | Summer Peak | NE¦solar thermal¦Summer Peak | 1 | 1 | 1 | 1 | 1 | 1 | 1 | 0 | 0.8639 | 1 | 1 | 0.9716 | 0.9672 | 1 | 1 | 1 | 1 | 1 | 1 | 0.9313 | 0.7022 | 1 | 1 | 1
NE | solar-thermal | solar thermal | Winter Peak | NE¦solar thermal¦Winter Peak | 1 | 1 | 1 | 1 | 1 | 1 | 1 | 1 | 1 | 0.2419 | 0.9532 | 0.8804 | 0.9782 | 0.9895 | 0.9927 | 1 | 1 | 1 | 0.8902 | 0 | 1 | 1 | 1 | 1
NE | offshore-wind | offshore wind | Winter | NE¦offshore wind¦Winter | 1 | 1 | 1 | 1 | 1 | 1 | 1 | 1 | 1 | 1 | 1 | 1 | 1 | 1 | 1 | 1 | 1 | 1 | 1 | 1 | 1 | 1 | 1 | 1
NE | offshore-wind | offshore wind | Spring | NE¦offshore wind¦Spring | 1 | 1 | 1 | 1 | 1 | 1 | 1 | 1 | 1 | 1 | 1 | 1 | 1 | 1 | 1 | 1 | 1 | 1 | 1 | 1 | 1 | 1 | 1 | 1
NE | offshore-wind | offshore wind | Summer | NE¦offshore wind¦Summer | 1 | 1 | 1 | 1 | 1 | 1 | 1 | 1 | 1 | 1 | 1 | 1 | 1 | 1 | 1 | 1 | 1 | 1 | 1 | 1 | 1 | 1 | 1 | 1
NE | offshore-wind | offshore wind | Fall | NE¦offshore wind¦Fall | 1 | 1 | 1 | 1 | 1 | 1 | 1 | 1 | 1 | 1 | 1 | 1 | 1 | 1 | 1 | 1 | 1 | 1 | 1 | 1 | 1 | 1 | 1 | 1
NE | offshore-wind | offshore wind | Summer Peak | NE¦offshore wind¦Summer Peak | 0.4081 | 0.4239 | 0.4576 | 0.5032 | 0.5365 | 0.594 | 0.6193 | 0.6886 | 0.7348 | 0.8435 | 0.782 | 0.7465 | 0.6369 | 0.6086 | 0.6434 | 0.6927 | 0.7145 | 0.7507 | 0.7249 | 0.6605 | 0.6914 | 0.6308 | 0.6343 | 0.6439
NE | offshore-wind | offshore wind | Winter Peak | NE¦offshore wind¦Winter Peak | 0.9531 | 0.9503 | 0.9554 | 0.9668 | 1 | 1 | 1 | 0.9921 | 0.9015 | 0.7978 | 0.7188 | 0.673 | 0.6086 | 0.5801 | 0.588 | 0.6102 | 0.6184 | 0.6091 | 0.6288 | 0.7289 | 0.8472 | 0.9222 | 0.8695 | 0.8054
NH | onshore-wind | onshore wind | Winter | NH¦onshore wind¦Winter | 1 | 1 | 1 | 1 | 1 | 1 | 1 | 1 | 1 | 1 | 1 | 1 | 1 | 1 | 1 | 1 | 1 | 1 | 1 | 1 | 1 | 1 | 1 | 1
NH | onshore-wind | onshore wind | Spring | NH¦onshore wind¦Spring | 1 | 1 | 1 | 1 | 1 | 1 | 1 | 1 | 1 | 1 | 1 | 1 | 1 | 1 | 1 | 1 | 1 | 1 | 1 | 1 | 1 | 1 | 1 | 1
NH | onshore-wind | onshore wind | Summer | NH¦onshore wind¦Summer | 1 | 1 | 1 | 1 | 1 | 1 | 1 | 1 | 1 | 1 | 1 | 1 | 1 | 1 | 1 | 1 | 1 | 1 | 1 | 1 | 1 | 1 | 1 | 1
NH | onshore-wind | onshore wind | Fall | NH¦onshore wind¦Fall | 1 | 1 | 1 | 1 | 1 | 1 | 1 | 1 | 1 | 1 | 1 | 1 | 1 | 1 | 1 | 1 | 1 | 1 | 1 | 1 | 1 | 1 | 1 | 1
NH | onshore-wind | onshore wind | Summer Peak | NH¦onshore wind¦Summer Peak | 0.7471 | 0.7491 | 0.6999 | 0.6667 | 0.66 | 0.7352 | 0.5772 | 0.4816 | 0.4464 | 0.4968 | 0.5062 | 0.5319 | 0.5444 | 0.5711 | 0.6188 | 0.6085 | 0.6986 | 0.8785 | 0.9024 | 0.7989 | 0.7608 | 0.6976 | 0.6813 | 0.6454
NH | onshore-wind | onshore wind | Winter Peak | NH¦onshore wind¦Winter Peak | 0.7095 | 0.6811 | 0.6646 | 0.6677 | 0.7024 | 0.7508 | 0.5865 | 0.4719 | 0.4045 | 0.318 | 0.2946 | 0.3312 | 0.3688 | 0.4361 | 0.4741 | 0.5654 | 0.7064 | 0.771 | 0.8256 | 0.8368 | 0.8376 | 0.8166 | 0.8014 | 0.7772
NH | solar-pv | solar pv | Winter | NH¦solar pv¦Winter | 1 | 1 | 1 | 1 | 1 | 1 | 1 | 1 | 1 | 1 | 1 | 1 | 1 | 1 | 1 | 1 | 1 | 1 | 1 | 1 | 1 | 1 | 1 | 1
NH | solar-pv | solar pv | Spring | NH¦solar pv¦Spring | 1 | 1 | 1 | 1 | 1 | 1 | 1 | 1 | 1 | 1 | 1 | 1 | 1 | 1 | 1 | 1 | 1 | 1 | 1 | 1 | 1 | 1 | 1 | 1
NH | solar-pv | solar pv | Summer | NH¦solar pv¦Summer | 1 | 1 | 1 | 1 | 1 | 1 | 1 | 1 | 1 | 1 | 1 | 1 | 1 | 1 | 1 | 1 | 1 | 1 | 1 | 1 | 1 | 1 | 1 | 1
NH | solar-pv | solar pv | Fall | NH¦solar pv¦Fall | 1 | 1 | 1 | 1 | 1 | 1 | 1 | 1 | 1 | 1 | 1 | 1 | 1 | 1 | 1 | 1 | 1 | 1 | 1 | 1 | 1 | 1 | 1 | 1
NH | solar-pv | solar pv | Summer Peak | NH¦solar pv¦Summer Peak | 1 | 1 | 1 | 1 | 0.6914 | 0.788 | 0.8908 | 0.9327 | 0.9204 | 0.9929 | 0.968 | 0.9167 | 0.8888 | 0.8793 | 0.9199 | 0.8181 | 0.8234 | 0.6862 | 1 | 1 | 1 | 1 | 1 | 1
NH | solar-pv | solar pv | Winter Peak | NH¦solar pv¦Winter Peak | 1 | 1 | 1 | 1 | 1 | 1 | 0.4174 | 0.6047 | 0.6784 | 0.8177 | 0.8437 | 0.7903 | 0.6524 | 0.6228 | 0.6536 | 0.4607 | 0 | 1 | 1 | 1 | 1 | 1 | 1 | 1
NH | solar-thermal | solar thermal | Winter | NH¦solar thermal¦Winter | 1 | 1 | 1 | 1 | 1 | 1 | 1 | 1 | 1 | 1 | 1 | 1 | 1 | 1 | 1 | 1 | 1 | 1 | 1 | 1 | 1 | 1 | 1 | 1
NH | solar-thermal | solar thermal | Spring | NH¦solar thermal¦Spring | 1 | 1 | 1 | 1 | 1 | 1 | 1 | 1 | 1 | 1 | 1 | 1 | 1 | 1 | 1 | 1 | 1 | 1 | 1 | 1 | 1 | 1 | 1 | 1
NH | solar-thermal | solar thermal | Summer | NH¦solar thermal¦Summer | 1 | 1 | 1 | 1 | 1 | 1 | 1 | 1 | 1 | 1 | 1 | 1 | 1 | 1 | 1 | 1 | 1 | 1 | 1 | 1 | 1 | 1 | 1 | 1
NH | solar-thermal | solar thermal | Fall | NH¦solar thermal¦Fall | 1 | 1 | 1 | 1 | 1 | 1 | 1 | 1 | 1 | 1 | 1 | 1 | 1 | 1 | 1 | 1 | 1 | 1 | 1 | 1 | 1 | 1 | 1 | 1
NH | solar-thermal | solar thermal | Summer Peak | NH¦solar thermal¦Summer Peak | 1 | 1 | 1 | 1 | 1 | 1 | 1 | 0 | 0.8639 | 1 | 1 | 0.9716 | 0.9672 | 1 | 1 | 1 | 1 | 1 | 1 | 0.9313 | 0.7022 | 1 | 1 | 1
NH | solar-thermal | solar thermal | Winter Peak | NH¦solar thermal¦Winter Peak | 1 | 1 | 1 | 1 | 1 | 1 | 1 | 1 | 1 | 0.2419 | 0.9532 | 0.8804 | 0.9782 | 0.9895 | 0.9927 | 1 | 1 | 1 | 0.8902 | 0 | 1 | 1 | 1 | 1
NH | offshore-wind | offshore wind | Winter | NH¦offshore wind¦Winter | 1 | 1 | 1 | 1 | 1 | 1 | 1 | 1 | 1 | 1 | 1 | 1 | 1 | 1 | 1 | 1 | 1 | 1 | 1 | 1 | 1 | 1 | 1 | 1
NH | offshore-wind | offshore wind | Spring | NH¦offshore wind¦Spring | 1 | 1 | 1 | 1 | 1 | 1 | 1 | 1 | 1 | 1 | 1 | 1 | 1 | 1 | 1 | 1 | 1 | 1 | 1 | 1 | 1 | 1 | 1 | 1
NH | offshore-wind | offshore wind | Summer | NH¦offshore wind¦Summer | 1 | 1 | 1 | 1 | 1 | 1 | 1 | 1 | 1 | 1 | 1 | 1 | 1 | 1 | 1 | 1 | 1 | 1 | 1 | 1 | 1 | 1 | 1 | 1
NH | offshore-wind | offshore wind | Fall | NH¦offshore wind¦Fall | 1 | 1 | 1 | 1 | 1 | 1 | 1 | 1 | 1 | 1 | 1 | 1 | 1 | 1 | 1 | 1 | 1 | 1 | 1 | 1 | 1 | 1 | 1 | 1
NH | offshore-wind | offshore wind | Summer Peak | NH¦offshore wind¦Summer Peak | 0.2763 | 0.2788 | 0.3094 | 0.3248 | 0.2972 | 0.246 | 0.2176 | 0.1386 | 0.1223 | 0.1278 | 0.1927 | 0.2475 | 0.3155 | 0.325 | 0.3156 | 0.3215 | 0.3008 | 0.323 | 0.3155 | 0.2923 | 0.3007 | 0.2808 | 0.2439 | 0.2432
NH | offshore-wind | offshore wind | Winter Peak | NH¦offshore wind¦Winter Peak | 0.1768 | 0.1398 | 0.191 | 0.2788 | 0.3656 | 0.404 | 0.3994 | 0.4514 | 0.6207 | 0.7144 | 0.7956 | 0.9247 | 0.8943 | 0.8268 | 0.7627 | 0.7291 | 0.6987 | 0.6914 | 0.6842 | 0.6835 | 0.6669 | 0.643 | 0.6209 | 0.5957
NJ | onshore-wind | onshore wind | Winter | NJ¦onshore wind¦Winter | 1 | 1 | 1 | 1 | 1 | 1 | 1 | 1 | 1 | 1 | 1 | 1 | 1 | 1 | 1 | 1 | 1 | 1 | 1 | 1 | 1 | 1 | 1 | 1
NJ | onshore-wind | onshore wind | Spring | NJ¦onshore wind¦Spring | 1 | 1 | 1 | 1 | 1 | 1 | 1 | 1 | 1 | 1 | 1 | 1 | 1 | 1 | 1 | 1 | 1 | 1 | 1 | 1 | 1 | 1 | 1 | 1
NJ | onshore-wind | onshore wind | Summer | NJ¦onshore wind¦Summer | 1 | 1 | 1 | 1 | 1 | 1 | 1 | 1 | 1 | 1 | 1 | 1 | 1 | 1 | 1 | 1 | 1 | 1 | 1 | 1 | 1 | 1 | 1 | 1
NJ | onshore-wind | onshore wind | Fall | NJ¦onshore wind¦Fall | 1 | 1 | 1 | 1 | 1 | 1 | 1 | 1 | 1 | 1 | 1 | 1 | 1 | 1 | 1 | 1 | 1 | 1 | 1 | 1 | 1 | 1 | 1 | 1
NJ | onshore-wind | onshore wind | Summer Peak | NJ¦onshore wind¦Summer Peak | 0.7417 | 0.6806 | 0.7558 | 0.693 | 0.6974 | 0.7404 | 0.7089 | 0.6119 | 0.6186 | 0.5875 | 0.4879 | 0.3457 | 0.3842 | 0.3898 | 0.5002 | 0.5119 | 0.6017 | 0.5991 | 0.7282 | 0.6291 | 0.5945 | 0.3099 | 0.1904 | 0.1761
NJ | onshore-wind | onshore wind | Winter Peak | NJ¦onshore wind¦Winter Peak | 0.5964 | 0.689 | 0.6954 | 0.6737 | 0.7334 | 0.7018 | 0.6744 | 0.5922 | 0.5183 | 0.4855 | 0.4421 | 0.4231 | 0.3807 | 0.3865 | 0.4789 | 0.5826 | 0.65 | 0.6804 | 0.6786 | 0.7199 | 0.7601 | 0.6427 | 0.5609 | 0.6024
NJ | solar-pv | solar pv | Winter | NJ¦solar pv¦Winter | 1 | 1 | 1 | 1 | 1 | 1 | 1 | 1 | 1 | 1 | 1 | 1 | 1 | 1 | 1 | 1 | 1 | 1 | 1 | 1 | 1 | 1 | 1 | 1
NJ | solar-pv | solar pv | Spring | NJ¦solar pv¦Spring | 1 | 1 | 1 | 1 | 1 | 1 | 1 | 1 | 1 | 1 | 1 | 1 | 1 | 1 | 1 | 1 | 1 | 1 | 1 | 1 | 1 | 1 | 1 | 1
NJ | solar-pv | solar pv | Summer | NJ¦solar pv¦Summer | 1 | 1 | 1 | 1 | 1 | 1 | 1 | 1 | 1 | 1 | 1 | 1 | 1 | 1 | 1 | 1 | 1 | 1 | 1 | 1 | 1 | 1 | 1 | 1
NJ | solar-pv | solar pv | Fall | NJ¦solar pv¦Fall | 1 | 1 | 1 | 1 | 1 | 1 | 1 | 1 | 1 | 1 | 1 | 1 | 1 | 1 | 1 | 1 | 1 | 1 | 1 | 1 | 1 | 1 | 1 | 1
NJ | solar-pv | solar pv | Summer Peak | NJ¦solar pv¦Summer Peak | 1 | 1 | 1 | 1 | 0.6808 | 0.695 | 0.8213 | 0.8525 | 0.8073 | 0.7859 | 0.7935 | 0.8304 | 0.884 | 0.824 | 0.7644 | 0.7548 | 0.7079 | 0.7982 | 0.039 | 1 | 1 | 1 | 1 | 1
NJ | solar-pv | solar pv | Winter Peak | NJ¦solar pv¦Winter Peak | 1 | 1 | 1 | 1 | 1 | 1 | 1 | 0.2787 | 0.4021 | 0.3726 | 0.4579 | 0.4723 | 0.5625 | 0.3832 | 0.2723 | 0.1849 | 0 | 1 | 1 | 1 | 1 | 1 | 1 | 1
NJ | solar-thermal | solar thermal | Winter | NJ¦solar thermal¦Winter | 1 | 1 | 1 | 1 | 1 | 1 | 1 | 1 | 1 | 1 | 1 | 1 | 1 | 1 | 1 | 1 | 1 | 1 | 1 | 1 | 1 | 1 | 1 | 1
NJ | solar-thermal | solar thermal | Spring | NJ¦solar thermal¦Spring | 1 | 1 | 1 | 1 | 1 | 1 | 1 | 1 | 1 | 1 | 1 | 1 | 1 | 1 | 1 | 1 | 1 | 1 | 1 | 1 | 1 | 1 | 1 | 1
NJ | solar-thermal | solar thermal | Summer | NJ¦solar thermal¦Summer | 1 | 1 | 1 | 1 | 1 | 1 | 1 | 1 | 1 | 1 | 1 | 1 | 1 | 1 | 1 | 1 | 1 | 1 | 1 | 1 | 1 | 1 | 1 | 1
NJ | solar-thermal | solar thermal | Fall | NJ¦solar thermal¦Fall | 1 | 1 | 1 | 1 | 1 | 1 | 1 | 1 | 1 | 1 | 1 | 1 | 1 | 1 | 1 | 1 | 1 | 1 | 1 | 1 | 1 | 1 | 1 | 1
NJ | solar-thermal | solar thermal | Summer Peak | NJ¦solar thermal¦Summer Peak | 1 | 1 | 1 | 1 | 1 | 1 | 1 | 0 | 0.8639 | 1 | 1 | 0.9716 | 0.9672 | 1 | 1 | 1 | 1 | 1 | 1 | 0.9313 | 0.7022 | 1 | 1 | 1
NJ | solar-thermal | solar thermal | Winter Peak | NJ¦solar thermal¦Winter Peak | 1 | 1 | 1 | 1 | 1 | 1 | 1 | 1 | 1 | 0.2419 | 0.9532 | 0.8804 | 0.9782 | 0.9895 | 0.9927 | 1 | 1 | 1 | 0.8902 | 0 | 1 | 1 | 1 | 1
NJ | offshore-wind | offshore wind | Winter | NJ¦offshore wind¦Winter | 1 | 1 | 1 | 1 | 1 | 1 | 1 | 1 | 1 | 1 | 1 | 1 | 1 | 1 | 1 | 1 | 1 | 1 | 1 | 1 | 1 | 1 | 1 | 1
NJ | offshore-wind | offshore wind | Spring | NJ¦offshore wind¦Spring | 1 | 1 | 1 | 1 | 1 | 1 | 1 | 1 | 1 | 1 | 1 | 1 | 1 | 1 | 1 | 1 | 1 | 1 | 1 | 1 | 1 | 1 | 1 | 1
NJ | offshore-wind | offshore wind | Summer | NJ¦offshore wind¦Summer | 1 | 1 | 1 | 1 | 1 | 1 | 1 | 1 | 1 | 1 | 1 | 1 | 1 | 1 | 1 | 1 | 1 | 1 | 1 | 1 | 1 | 1 | 1 | 1
NJ | offshore-wind | offshore wind | Fall | NJ¦offshore wind¦Fall | 1 | 1 | 1 | 1 | 1 | 1 | 1 | 1 | 1 | 1 | 1 | 1 | 1 | 1 | 1 | 1 | 1 | 1 | 1 | 1 | 1 | 1 | 1 | 1
NJ | offshore-wind | offshore wind | Summer Peak | NJ¦offshore wind¦Summer Peak | 0.2952 | 0.4142 | 0.4531 | 0.3244 | 0.3443 | 0.3831 | 0.3672 | 0.2942 | 0.2399 | 0.2652 | 0.2835 | 0.3561 | 0.3667 | 0.3277 | 0.1682 | 0.2866 | 0.1654 | 0.1189 | 0.0228 | 0.0378 | 0.1132 | 0.0793 | 0.0204 | 0.0747
NJ | offshore-wind | offshore wind | Winter Peak | NJ¦offshore wind¦Winter Peak | 0.3593 | 0.4319 | 0.3165 | 0.3367 | 0.2622 | 0.1795 | 0.2221 | 0.2429 | 0.2124 | 0.2282 | 0.2065 | 0.1671 | 0.1787 | 0.1954 | 0.1543 | 0.1728 | 0.192 | 0.2112 | 0.1722 | 0.1332 | 0.2571 | 0.3525 | 0.3938 | 0.3824
NM | onshore-wind | onshore wind | Winter | NM¦onshore wind¦Winter | 1 | 1 | 1 | 1 | 1 | 1 | 1 | 1 | 1 | 1 | 1 | 1 | 1 | 1 | 1 | 1 | 1 | 1 | 1 | 1 | 1 | 1 | 1 | 1
NM | onshore-wind | onshore wind | Spring | NM¦onshore wind¦Spring | 1 | 1 | 1 | 1 | 1 | 1 | 1 | 1 | 1 | 1 | 1 | 1 | 1 | 1 | 1 | 1 | 1 | 1 | 1 | 1 | 1 | 1 | 1 | 1
NM | onshore-wind | onshore wind | Summer | NM¦onshore wind¦Summer | 1 | 1 | 1 | 1 | 1 | 1 | 1 | 1 | 1 | 1 | 1 | 1 | 1 | 1 | 1 | 1 | 1 | 1 | 1 | 1 | 1 | 1 | 1 | 1
NM | onshore-wind | onshore wind | Fall | NM¦onshore wind¦Fall | 1 | 1 | 1 | 1 | 1 | 1 | 1 | 1 | 1 | 1 | 1 | 1 | 1 | 1 | 1 | 1 | 1 | 1 | 1 | 1 | 1 | 1 | 1 | 1
NM | onshore-wind | onshore wind | Summer Peak | NM¦onshore wind¦Summer Peak | 0.703 | 0.5775 | 0.5391 | 0.4476 | 0.4975 | 0.3692 | 0.3363 | 0.2576 | 0.2827 | 0.2581 | 0.3701 | 0.4669 | 0.4689 | 0.5284 | 0.5394 | 0.5951 | 0.6997 | 0.8237 | 0.8311 | 0.6748 | 0.6177 | 0.5668 | 0.6398 | 0.592
NM | onshore-wind | onshore wind | Winter Peak | NM¦onshore wind¦Winter Peak | 0.866 | 0.8553 | 0.8595 | 0.8509 | 0.8611 | 0.8485 | 0.8101 | 0.5852 | 0.4862 | 0.4079 | 0.3449 | 0.3526 | 0.4469 | 0.5559 | 0.6373 | 0.692 | 0.5379 | 0.646 | 0.6 | 0.6125 | 0.6369 | 0.6094 | 0.684 | 0.7243
NM | solar-pv | solar pv | Winter | NM¦solar pv¦Winter | 1 | 1 | 1 | 1 | 1 | 1 | 1 | 1 | 1 | 1 | 1 | 1 | 1 | 1 | 1 | 1 | 1 | 1 | 1 | 1 | 1 | 1 | 1 | 1
NM | solar-pv | solar pv | Spring | NM¦solar pv¦Spring | 1 | 1 | 1 | 1 | 1 | 1 | 1 | 1 | 1 | 1 | 1 | 1 | 1 | 1 | 1 | 1 | 1 | 1 | 1 | 1 | 1 | 1 | 1 | 1
NM | solar-pv | solar pv | Summer | NM¦solar pv¦Summer | 1 | 1 | 1 | 1 | 1 | 1 | 1 | 1 | 1 | 1 | 1 | 1 | 1 | 1 | 1 | 1 | 1 | 1 | 1 | 1 | 1 | 1 | 1 | 1
NM | solar-pv | solar pv | Fall | NM¦solar pv¦Fall | 1 | 1 | 1 | 1 | 1 | 1 | 1 | 1 | 1 | 1 | 1 | 1 | 1 | 1 | 1 | 1 | 1 | 1 | 1 | 1 | 1 | 1 | 1 | 1
NM | solar-pv | solar pv | Summer Peak | NM¦solar pv¦Summer Peak | 1 | 1 | 1 | 1 | 0 | 0.6365 | 0.8364 | 0.8581 | 0.888 | 0.9365 | 0.9553 | 0.9556 | 0.9549 | 0.9372 | 0.9244 | 0.9335 | 0.8684 | 0.7947 | 0 | 1 | 1 | 1 | 1 | 1
NM | solar-pv | solar pv | Winter Peak | NM¦solar pv¦Winter Peak | 1 | 1 | 1 | 1 | 1 | 1 | 0.0503 | 0.8397 | 0.8793 | 0.9264 | 0.9369 | 0.9756 | 0.9791 | 0.9548 | 0.9909 | 0.8488 | 0.006 | 1 | 1 | 1 | 1 | 1 | 1 | 1
NM | solar-thermal | solar thermal | Winter | NM¦solar thermal¦Winter | 1 | 1 | 1 | 1 | 1 | 1 | 1 | 1 | 1 | 1 | 1 | 1 | 1 | 1 | 1 | 1 | 1 | 1 | 1 | 1 | 1 | 1 | 1 | 1
NM | solar-thermal | solar thermal | Spring | NM¦solar thermal¦Spring | 1 | 1 | 1 | 1 | 1 | 1 | 1 | 1 | 1 | 1 | 1 | 1 | 1 | 1 | 1 | 1 | 1 | 1 | 1 | 1 | 1 | 1 | 1 | 1
NM | solar-thermal | solar thermal | Summer | NM¦solar thermal¦Summer | 1 | 1 | 1 | 1 | 1 | 1 | 1 | 1 | 1 | 1 | 1 | 1 | 1 | 1 | 1 | 1 | 1 | 1 | 1 | 1 | 1 | 1 | 1 | 1
NM | solar-thermal | solar thermal | Fall | NM¦solar thermal¦Fall | 1 | 1 | 1 | 1 | 1 | 1 | 1 | 1 | 1 | 1 | 1 | 1 | 1 | 1 | 1 | 1 | 1 | 1 | 1 | 1 | 1 | 1 | 1 | 1
NM | solar-thermal | solar thermal | Summer Peak | NM¦solar thermal¦Summer Peak | 1 | 1 | 1 | 1 | 1 | 1 | 1 | 0 | 0.8639 | 1 | 1 | 0.9716 | 0.9672 | 1 | 1 | 1 | 1 | 1 | 1 | 0.9313 | 0.7022 | 1 | 1 | 1
NM | solar-thermal | solar thermal | Winter Peak | NM¦solar thermal¦Winter Peak | 1 | 1 | 1 | 1 | 1 | 1 | 1 | 1 | 1 | 0.2419 | 0.9532 | 0.8804 | 0.9782 | 0.9895 | 0.9927 | 1 | 1 | 1 | 0.8902 | 0 | 1 | 1 | 1 | 1
NM | offshore-wind | offshore wind | Winter | NM¦offshore wind¦Winter | 1 | 1 | 1 | 1 | 1 | 1 | 1 | 1 | 1 | 1 | 1 | 1 | 1 | 1 | 1 | 1 | 1 | 1 | 1 | 1 | 1 | 1 | 1 | 1
NM | offshore-wind | offshore wind | Spring | NM¦offshore wind¦Spring | 1 | 1 | 1 | 1 | 1 | 1 | 1 | 1 | 1 | 1 | 1 | 1 | 1 | 1 | 1 | 1 | 1 | 1 | 1 | 1 | 1 | 1 | 1 | 1
NM | offshore-wind | offshore wind | Summer | NM¦offshore wind¦Summer | 1 | 1 | 1 | 1 | 1 | 1 | 1 | 1 | 1 | 1 | 1 | 1 | 1 | 1 | 1 | 1 | 1 | 1 | 1 | 1 | 1 | 1 | 1 | 1
NM | offshore-wind | offshore wind | Fall | NM¦offshore wind¦Fall | 1 | 1 | 1 | 1 | 1 | 1 | 1 | 1 | 1 | 1 | 1 | 1 | 1 | 1 | 1 | 1 | 1 | 1 | 1 | 1 | 1 | 1 | 1 | 1
NM | offshore-wind | offshore wind | Summer Peak | NM¦offshore wind¦Summer Peak | 0.4081 | 0.4239 | 0.4576 | 0.5032 | 0.5365 | 0.594 | 0.6193 | 0.6886 | 0.7348 | 0.8435 | 0.782 | 0.7465 | 0.6369 | 0.6086 | 0.6434 | 0.6927 | 0.7145 | 0.7507 | 0.7249 | 0.6605 | 0.6914 | 0.6308 | 0.6343 | 0.6439
NM | offshore-wind | offshore wind | Winter Peak | NM¦offshore wind¦Winter Peak | 0.9531 | 0.9503 | 0.9554 | 0.9668 | 1 | 1 | 1 | 0.9921 | 0.9015 | 0.7978 | 0.7188 | 0.673 | 0.6086 | 0.5801 | 0.588 | 0.6102 | 0.6184 | 0.6091 | 0.6288 | 0.7289 | 0.8472 | 0.9222 | 0.8695 | 0.8054
NV | onshore-wind | onshore wind | Winter | NV¦onshore wind¦Winter | 1 | 1 | 1 | 1 | 1 | 1 | 1 | 1 | 1 | 1 | 1 | 1 | 1 | 1 | 1 | 1 | 1 | 1 | 1 | 1 | 1 | 1 | 1 | 1
NV | onshore-wind | onshore wind | Spring | NV¦onshore wind¦Spring | 1 | 1 | 1 | 1 | 1 | 1 | 1 | 1 | 1 | 1 | 1 | 1 | 1 | 1 | 1 | 1 | 1 | 1 | 1 | 1 | 1 | 1 | 1 | 1
NV | onshore-wind | onshore wind | Summer | NV¦onshore wind¦Summer | 1 | 1 | 1 | 1 | 1 | 1 | 1 | 1 | 1 | 1 | 1 | 1 | 1 | 1 | 1 | 1 | 1 | 1 | 1 | 1 | 1 | 1 | 1 | 1
NV | onshore-wind | onshore wind | Fall | NV¦onshore wind¦Fall | 1 | 1 | 1 | 1 | 1 | 1 | 1 | 1 | 1 | 1 | 1 | 1 | 1 | 1 | 1 | 1 | 1 | 1 | 1 | 1 | 1 | 1 | 1 | 1
NV | onshore-wind | onshore wind | Summer Peak | NV¦onshore wind¦Summer Peak | 0.7421 | 0.7445 | 0.7466 | 0.6816 | 0.6113 | 0.5601 | 0.4327 | 0.4345 | 0.3991 | 0.4013 | 0.4225 | 0.5604 | 0.546 | 0.5355 | 0.6267 | 0.7162 | 0.797 | 0.8251 | 0.8575 | 0.9479 | 0.922 | 0.9378 | 0.8311 | 0.7938
NV | onshore-wind | onshore wind | Winter Peak | NV¦onshore wind¦Winter Peak | 0.6712 | 0.7278 | 0.7441 | 0.7576 | 0.7296 | 0.7233 | 0.7075 | 0.6478 | 0.5754 | 0.5401 | 0.5071 | 0.4841 | 0.4635 | 0.4612 | 0.4727 | 0.4918 | 0.5413 | 0.6054 | 0.5879 | 0.5523 | 0.5314 | 0.5156 | 0.5379 | 0.5636
NV | solar-pv | solar pv | Winter | NV¦solar pv¦Winter | 1 | 1 | 1 | 1 | 1 | 1 | 1 | 1 | 1 | 1 | 1 | 1 | 1 | 1 | 1 | 1 | 1 | 1 | 1 | 1 | 1 | 1 | 1 | 1
NV | solar-pv | solar pv | Spring | NV¦solar pv¦Spring | 1 | 1 | 1 | 1 | 1 | 1 | 1 | 1 | 1 | 1 | 1 | 1 | 1 | 1 | 1 | 1 | 1 | 1 | 1 | 1 | 1 | 1 | 1 | 1
NV | solar-pv | solar pv | Summer | NV¦solar pv¦Summer | 1 | 1 | 1 | 1 | 1 | 1 | 1 | 1 | 1 | 1 | 1 | 1 | 1 | 1 | 1 | 1 | 1 | 1 | 1 | 1 | 1 | 1 | 1 | 1
NV | solar-pv | solar pv | Fall | NV¦solar pv¦Fall | 1 | 1 | 1 | 1 | 1 | 1 | 1 | 1 | 1 | 1 | 1 | 1 | 1 | 1 | 1 | 1 | 1 | 1 | 1 | 1 | 1 | 1 | 1 | 1
NV | solar-pv | solar pv | Summer Peak | NV¦solar pv¦Summer Peak | 1 | 1 | 1 | 1 | 0.0116 | 0.9115 | 1 | 1 | 1 | 0.9841 | 0.9471 | 0.9212 | 0.8522 | 0.8513 | 0.8341 | 0.9037 | 0.9372 | 0.8169 | 1 | 1 | 1 | 1 | 1 | 1
NV | solar-pv | solar pv | Winter Peak | NV¦solar pv¦Winter Peak | 1 | 1 | 1 | 1 | 1 | 1 | 0.0079 | 0.6093 | 0.7125 | 0.681 | 0.7607 | 0.7509 | 0.7983 | 0.8463 | 0.5823 | 0.4612 | 0 | 1 | 1 | 1 | 1 | 1 | 1 | 1
NV | solar-thermal | solar thermal | Winter | NV¦solar thermal¦Winter | 1 | 1 | 1 | 1 | 1 | 1 | 1 | 1 | 1 | 1 | 1 | 1 | 1 | 1 | 1 | 1 | 1 | 1 | 1 | 1 | 1 | 1 | 1 | 1
NV | solar-thermal | solar thermal | Spring | NV¦solar thermal¦Spring | 1 | 1 | 1 | 1 | 1 | 1 | 1 | 1 | 1 | 1 | 1 | 1 | 1 | 1 | 1 | 1 | 1 | 1 | 1 | 1 | 1 | 1 | 1 | 1
NV | solar-thermal | solar thermal | Summer | NV¦solar thermal¦Summer | 1 | 1 | 1 | 1 | 1 | 1 | 1 | 1 | 1 | 1 | 1 | 1 | 1 | 1 | 1 | 1 | 1 | 1 | 1 | 1 | 1 | 1 | 1 | 1
NV | solar-thermal | solar thermal | Fall | NV¦solar thermal¦Fall | 1 | 1 | 1 | 1 | 1 | 1 | 1 | 1 | 1 | 1 | 1 | 1 | 1 | 1 | 1 | 1 | 1 | 1 | 1 | 1 | 1 | 1 | 1 | 1
NV | solar-thermal | solar thermal | Summer Peak | NV¦solar thermal¦Summer Peak | 1 | 1 | 1 | 1 | 1 | 1 | 1 | 0 | 0.8639 | 1 | 1 | 0.9716 | 0.9672 | 1 | 1 | 1 | 1 | 1 | 1 | 0.9313 | 0.7022 | 1 | 1 | 1
NV | solar-thermal | solar thermal | Winter Peak | NV¦solar thermal¦Winter Peak | 1 | 1 | 1 | 1 | 1 | 1 | 1 | 1 | 1 | 0.2419 | 0.9532 | 0.8804 | 0.9782 | 0.9895 | 0.9927 | 1 | 1 | 1 | 0.8902 | 0 | 1 | 1 | 1 | 1
NV | offshore-wind | offshore wind | Winter | NV¦offshore wind¦Winter | 1 | 1 | 1 | 1 | 1 | 1 | 1 | 1 | 1 | 1 | 1 | 1 | 1 | 1 | 1 | 1 | 1 | 1 | 1 | 1 | 1 | 1 | 1 | 1
NV | offshore-wind | offshore wind | Spring | NV¦offshore wind¦Spring | 1 | 1 | 1 | 1 | 1 | 1 | 1 | 1 | 1 | 1 | 1 | 1 | 1 | 1 | 1 | 1 | 1 | 1 | 1 | 1 | 1 | 1 | 1 | 1
NV | offshore-wind | offshore wind | Summer | NV¦offshore wind¦Summer | 1 | 1 | 1 | 1 | 1 | 1 | 1 | 1 | 1 | 1 | 1 | 1 | 1 | 1 | 1 | 1 | 1 | 1 | 1 | 1 | 1 | 1 | 1 | 1
NV | offshore-wind | offshore wind | Fall | NV¦offshore wind¦Fall | 1 | 1 | 1 | 1 | 1 | 1 | 1 | 1 | 1 | 1 | 1 | 1 | 1 | 1 | 1 | 1 | 1 | 1 | 1 | 1 | 1 | 1 | 1 | 1
NV | offshore-wind | offshore wind | Summer Peak | NV¦offshore wind¦Summer Peak | 0.4081 | 0.4239 | 0.4576 | 0.5032 | 0.5365 | 0.594 | 0.6193 | 0.6886 | 0.7348 | 0.8435 | 0.782 | 0.7465 | 0.6369 | 0.6086 | 0.6434 | 0.6927 | 0.7145 | 0.7507 | 0.7249 | 0.6605 | 0.6914 | 0.6308 | 0.6343 | 0.6439
NV | offshore-wind | offshore wind | Winter Peak | NV¦offshore wind¦Winter Peak | 0.9531 | 0.9503 | 0.9554 | 0.9668 | 1 | 1 | 1 | 0.9921 | 0.9015 | 0.7978 | 0.7188 | 0.673 | 0.6086 | 0.5801 | 0.588 | 0.6102 | 0.6184 | 0.6091 | 0.6288 | 0.7289 | 0.8472 | 0.9222 | 0.8695 | 0.8054
NY | onshore-wind | onshore wind | Winter | NY¦onshore wind¦Winter | 1 | 1 | 1 | 1 | 1 | 1 | 1 | 1 | 1 | 1 | 1 | 1 | 1 | 1 | 1 | 1 | 1 | 1 | 1 | 1 | 1 | 1 | 1 | 1
NY | onshore-wind | onshore wind | Spring | NY¦onshore wind¦Spring | 1 | 1 | 1 | 1 | 1 | 1 | 1 | 1 | 1 | 1 | 1 | 1 | 1 | 1 | 1 | 1 | 1 | 1 | 1 | 1 | 1 | 1 | 1 | 1
NY | onshore-wind | onshore wind | Summer | NY¦onshore wind¦Summer | 1 | 1 | 1 | 1 | 1 | 1 | 1 | 1 | 1 | 1 | 1 | 1 | 1 | 1 | 1 | 1 | 1 | 1 | 1 | 1 | 1 | 1 | 1 | 1
NY | onshore-wind | onshore wind | Fall | NY¦onshore wind¦Fall | 1 | 1 | 1 | 1 | 1 | 1 | 1 | 1 | 1 | 1 | 1 | 1 | 1 | 1 | 1 | 1 | 1 | 1 | 1 | 1 | 1 | 1 | 1 | 1
NY | onshore-wind | onshore wind | Summer Peak | NY¦onshore wind¦Summer Peak | 0.3512 | 0.2824 | 0.2263 | 0.1966 | 0.1819 | 0.1781 | 0.1795 | 0.172 | 0.2779 | 0.3055 | 0.3882 | 0.5071 | 0.5741 | 0.5283 | 0.6391 | 0.761 | 0.7443 | 0.8487 | 0.7249 | 0.8097 | 0.7237 | 0.6653 | 0.6085 | 0.5502
NY | onshore-wind | onshore wind | Winter Peak | NY¦onshore wind¦Winter Peak | 0.4268 | 0.3886 | 0.3865 | 0.4077 | 0.4273 | 0.4584 | 0.4414 | 0.4662 | 0.4298 | 0.3126 | 0.435 | 0.5535 | 0.6119 | 0.5877 | 0.5142 | 0.4363 | 0.5445 | 0.5279 | 0.485 | 0.4505 | 0.4138 | 0.3832 | 0.3713 | 0.3697
NY | solar-pv | solar pv | Winter | NY¦solar pv¦Winter | 1 | 1 | 1 | 1 | 1 | 1 | 1 | 1 | 1 | 1 | 1 | 1 | 1 | 1 | 1 | 1 | 1 | 1 | 1 | 1 | 1 | 1 | 1 | 1
NY | solar-pv | solar pv | Spring | NY¦solar pv¦Spring | 1 | 1 | 1 | 1 | 1 | 1 | 1 | 1 | 1 | 1 | 1 | 1 | 1 | 1 | 1 | 1 | 1 | 1 | 1 | 1 | 1 | 1 | 1 | 1
NY | solar-pv | solar pv | Summer | NY¦solar pv¦Summer | 1 | 1 | 1 | 1 | 1 | 1 | 1 | 1 | 1 | 1 | 1 | 1 | 1 | 1 | 1 | 1 | 1 | 1 | 1 | 1 | 1 | 1 | 1 | 1
NY | solar-pv | solar pv | Fall | NY¦solar pv¦Fall | 1 | 1 | 1 | 1 | 1 | 1 | 1 | 1 | 1 | 1 | 1 | 1 | 1 | 1 | 1 | 1 | 1 | 1 | 1 | 1 | 1 | 1 | 1 | 1
NY | solar-pv | solar pv | Summer Peak | NY¦solar pv¦Summer Peak | 1 | 1 | 1 | 1 | 0.2418 | 0.837 | 0.8157 | 0.8781 | 0.8779 | 0.9297 | 0.8816 | 0.8462 | 0.8177 | 0.8501 | 0.7895 | 0.7217 | 0.708 | 0.7263 | 0.3597 | 1 | 1 | 1 | 1 | 1
NY | solar-pv | solar pv | Winter Peak | NY¦solar pv¦Winter Peak | 1 | 1 | 1 | 1 | 1 | 1 | 0.0948 | 0.5708 | 0.768 | 0.6351 | 0.7025 | 0.7668 | 0.7675 | 0.7775 | 0.6689 | 0.5391 | 0 | 1 | 1 | 1 | 1 | 1 | 1 | 1
NY | solar-thermal | solar thermal | Winter | NY¦solar thermal¦Winter | 1 | 1 | 1 | 1 | 1 | 1 | 1 | 1 | 1 | 1 | 1 | 1 | 1 | 1 | 1 | 1 | 1 | 1 | 1 | 1 | 1 | 1 | 1 | 1
NY | solar-thermal | solar thermal | Spring | NY¦solar thermal¦Spring | 1 | 1 | 1 | 1 | 1 | 1 | 1 | 1 | 1 | 1 | 1 | 1 | 1 | 1 | 1 | 1 | 1 | 1 | 1 | 1 | 1 | 1 | 1 | 1
NY | solar-thermal | solar thermal | Summer | NY¦solar thermal¦Summer | 1 | 1 | 1 | 1 | 1 | 1 | 1 | 1 | 1 | 1 | 1 | 1 | 1 | 1 | 1 | 1 | 1 | 1 | 1 | 1 | 1 | 1 | 1 | 1
NY | solar-thermal | solar thermal | Fall | NY¦solar thermal¦Fall | 1 | 1 | 1 | 1 | 1 | 1 | 1 | 1 | 1 | 1 | 1 | 1 | 1 | 1 | 1 | 1 | 1 | 1 | 1 | 1 | 1 | 1 | 1 | 1
NY | solar-thermal | solar thermal | Summer Peak | NY¦solar thermal¦Summer Peak | 1 | 1 | 1 | 1 | 1 | 1 | 1 | 0 | 0.8639 | 1 | 1 | 0.9716 | 0.9672 | 1 | 1 | 1 | 1 | 1 | 1 | 0.9313 | 0.7022 | 1 | 1 | 1
NY | solar-thermal | solar thermal | Winter Peak | NY¦solar thermal¦Winter Peak | 1 | 1 | 1 | 1 | 1 | 1 | 1 | 1 | 1 | 0.2419 | 0.9532 | 0.8804 | 0.9782 | 0.9895 | 0.9927 | 1 | 1 | 1 | 0.8902 | 0 | 1 | 1 | 1 | 1
NY | offshore-wind | offshore wind | Winter | NY¦offshore wind¦Winter | 1 | 1 | 1 | 1 | 1 | 1 | 1 | 1 | 1 | 1 | 1 | 1 | 1 | 1 | 1 | 1 | 1 | 1 | 1 | 1 | 1 | 1 | 1 | 1
NY | offshore-wind | offshore wind | Spring | NY¦offshore wind¦Spring | 1 | 1 | 1 | 1 | 1 | 1 | 1 | 1 | 1 | 1 | 1 | 1 | 1 | 1 | 1 | 1 | 1 | 1 | 1 | 1 | 1 | 1 | 1 | 1
NY | offshore-wind | offshore wind | Summer | NY¦offshore wind¦Summer | 1 | 1 | 1 | 1 | 1 | 1 | 1 | 1 | 1 | 1 | 1 | 1 | 1 | 1 | 1 | 1 | 1 | 1 | 1 | 1 | 1 | 1 | 1 | 1
NY | offshore-wind | offshore wind | Fall | NY¦offshore wind¦Fall | 1 | 1 | 1 | 1 | 1 | 1 | 1 | 1 | 1 | 1 | 1 | 1 | 1 | 1 | 1 | 1 | 1 | 1 | 1 | 1 | 1 | 1 | 1 | 1
NY | offshore-wind | offshore wind | Summer Peak | NY¦offshore wind¦Summer Peak | 0.5638 | 0.4083 | 0.3144 | 0.395 | 0.343 | 0.2828 | 0.3353 | 0.3671 | 0.4469 | 0.4521 | 0.3752 | 0.542 | 0.6648 | 0.6624 | 0.5918 | 0.5794 | 0.6816 | 0.7214 | 0.6765 | 0.5388 | 0.4438 | 0.4011 | 0.3783 | 0.3136
NY | offshore-wind | offshore wind | Winter Peak | NY¦offshore wind¦Winter Peak | 0.8768 | 0.824 | 0.7831 | 0.7979 | 0.7303 | 0.6567 | 0.5661 | 0.5227 | 0.4857 | 0.4592 | 0.4462 | 0.4487 | 0.3971 | 0.3623 | 0.3302 | 0.3316 | 0.4024 | 0.4941 | 0.663 | 0.8147 | 0.8799 | 0.8061 | 0.7207 | 0.7064
OH | onshore-wind | onshore wind | Winter | OH¦onshore wind¦Winter | 1 | 1 | 1 | 1 | 1 | 1 | 1 | 1 | 1 | 1 | 1 | 1 | 1 | 1 | 1 | 1 | 1 | 1 | 1 | 1 | 1 | 1 | 1 | 1
OH | onshore-wind | onshore wind | Spring | OH¦onshore wind¦Spring | 1 | 1 | 1 | 1 | 1 | 1 | 1 | 1 | 1 | 1 | 1 | 1 | 1 | 1 | 1 | 1 | 1 | 1 | 1 | 1 | 1 | 1 | 1 | 1
OH | onshore-wind | onshore wind | Summer | OH¦onshore wind¦Summer | 1 | 1 | 1 | 1 | 1 | 1 | 1 | 1 | 1 | 1 | 1 | 1 | 1 | 1 | 1 | 1 | 1 | 1 | 1 | 1 | 1 | 1 | 1 | 1
OH | onshore-wind | onshore wind | Fall | OH¦onshore wind¦Fall | 1 | 1 | 1 | 1 | 1 | 1 | 1 | 1 | 1 | 1 | 1 | 1 | 1 | 1 | 1 | 1 | 1 | 1 | 1 | 1 | 1 | 1 | 1 | 1
OH | onshore-wind | onshore wind | Summer Peak | OH¦onshore wind¦Summer Peak | 0.4745 | 0.4076 | 0.3203 | 0.297 | 0.24 | 0.2727 | 0.319 | 0.0933 | 0.0669 | 0.091 | 0.1378 | 0.2065 | 0.1987 | 0.166 | 0.1477 | 0.1375 | 0.2158 | 0.2701 | 0.4077 | 0.4109 | 0.4605 | 0.4553 | 0.4789 | 0.4094
OH | onshore-wind | onshore wind | Winter Peak | OH¦onshore wind¦Winter Peak | 0.4393 | 0.466 | 0.5328 | 0.6604 | 0.6073 | 0.5235 | 0.4447 | 0.4449 | 0.4704 | 0.2173 | 0.1202 | 0.1235 | 0.1261 | 0.1547 | 0.2065 | 0.3134 | 0.1776 | 0.1744 | 0.1943 | 0.2284 | 0.2424 | 0.3029 | 0.3869 | 0.4368
OH | solar-pv | solar pv | Winter | OH¦solar pv¦Winter | 1 | 1 | 1 | 1 | 1 | 1 | 1 | 1 | 1 | 1 | 1 | 1 | 1 | 1 | 1 | 1 | 1 | 1 | 1 | 1 | 1 | 1 | 1 | 1
OH | solar-pv | solar pv | Spring | OH¦solar pv¦Spring | 1 | 1 | 1 | 1 | 1 | 1 | 1 | 1 | 1 | 1 | 1 | 1 | 1 | 1 | 1 | 1 | 1 | 1 | 1 | 1 | 1 | 1 | 1 | 1
OH | solar-pv | solar pv | Summer | OH¦solar pv¦Summer | 1 | 1 | 1 | 1 | 1 | 1 | 1 | 1 | 1 | 1 | 1 | 1 | 1 | 1 | 1 | 1 | 1 | 1 | 1 | 1 | 1 | 1 | 1 | 1
OH | solar-pv | solar pv | Fall | OH¦solar pv¦Fall | 1 | 1 | 1 | 1 | 1 | 1 | 1 | 1 | 1 | 1 | 1 | 1 | 1 | 1 | 1 | 1 | 1 | 1 | 1 | 1 | 1 | 1 | 1 | 1
OH | solar-pv | solar pv | Summer Peak | OH¦solar pv¦Summer Peak | 1 | 1 | 1 | 1 | 1 | 0.1168 | 0.5151 | 0.6535 | 0.8197 | 0.8759 | 0.8248 | 0.8889 | 0.9694 | 1 | 0.9379 | 0.9478 | 0.8488 | 0.9362 | 0.752 | 1 | 1 | 1 | 1 | 1
OH | solar-pv | solar pv | Winter Peak | OH¦solar pv¦Winter Peak | 1 | 1 | 1 | 1 | 1 | 1 | 1 | 0.2018 | 0.8391 | 1 | 0.9593 | 0.8602 | 0.7964 | 0.7829 | 0.8135 | 0.6493 | 0.1832 | 1 | 1 | 1 | 1 | 1 | 1 | 1
OH | solar-thermal | solar thermal | Winter | OH¦solar thermal¦Winter | 1 | 1 | 1 | 1 | 1 | 1 | 1 | 1 | 1 | 1 | 1 | 1 | 1 | 1 | 1 | 1 | 1 | 1 | 1 | 1 | 1 | 1 | 1 | 1
OH | solar-thermal | solar thermal | Spring | OH¦solar thermal¦Spring | 1 | 1 | 1 | 1 | 1 | 1 | 1 | 1 | 1 | 1 | 1 | 1 | 1 | 1 | 1 | 1 | 1 | 1 | 1 | 1 | 1 | 1 | 1 | 1
OH | solar-thermal | solar thermal | Summer | OH¦solar thermal¦Summer | 1 | 1 | 1 | 1 | 1 | 1 | 1 | 1 | 1 | 1 | 1 | 1 | 1 | 1 | 1 | 1 | 1 | 1 | 1 | 1 | 1 | 1 | 1 | 1
OH | solar-thermal | solar thermal | Fall | OH¦solar thermal¦Fall | 1 | 1 | 1 | 1 | 1 | 1 | 1 | 1 | 1 | 1 | 1 | 1 | 1 | 1 | 1 | 1 | 1 | 1 | 1 | 1 | 1 | 1 | 1 | 1
OH | solar-thermal | solar thermal | Summer Peak | OH¦solar thermal¦Summer Peak | 1 | 1 | 1 | 1 | 1 | 1 | 1 | 0 | 0.8639 | 1 | 1 | 0.9716 | 0.9672 | 1 | 1 | 1 | 1 | 1 | 1 | 0.9313 | 0.7022 | 1 | 1 | 1
OH | solar-thermal | solar thermal | Winter Peak | OH¦solar thermal¦Winter Peak | 1 | 1 | 1 | 1 | 1 | 1 | 1 | 1 | 1 | 0.2419 | 0.9532 | 0.8804 | 0.9782 | 0.9895 | 0.9927 | 1 | 1 | 1 | 0.8902 | 0 | 1 | 1 | 1 | 1
OH | offshore-wind | offshore wind | Winter | OH¦offshore wind¦Winter | 1 | 1 | 1 | 1 | 1 | 1 | 1 | 1 | 1 | 1 | 1 | 1 | 1 | 1 | 1 | 1 | 1 | 1 | 1 | 1 | 1 | 1 | 1 | 1
OH | offshore-wind | offshore wind | Spring | OH¦offshore wind¦Spring | 1 | 1 | 1 | 1 | 1 | 1 | 1 | 1 | 1 | 1 | 1 | 1 | 1 | 1 | 1 | 1 | 1 | 1 | 1 | 1 | 1 | 1 | 1 | 1
OH | offshore-wind | offshore wind | Summer | OH¦offshore wind¦Summer | 1 | 1 | 1 | 1 | 1 | 1 | 1 | 1 | 1 | 1 | 1 | 1 | 1 | 1 | 1 | 1 | 1 | 1 | 1 | 1 | 1 | 1 | 1 | 1
OH | offshore-wind | offshore wind | Fall | OH¦offshore wind¦Fall | 1 | 1 | 1 | 1 | 1 | 1 | 1 | 1 | 1 | 1 | 1 | 1 | 1 | 1 | 1 | 1 | 1 | 1 | 1 | 1 | 1 | 1 | 1 | 1
OH | offshore-wind | offshore wind | Summer Peak | OH¦offshore wind¦Summer Peak | 0.4081 | 0.4239 | 0.4576 | 0.5032 | 0.5365 | 0.594 | 0.6193 | 0.6886 | 0.7348 | 0.8435 | 0.782 | 0.7465 | 0.6369 | 0.6086 | 0.6434 | 0.6927 | 0.7145 | 0.7507 | 0.7249 | 0.6605 | 0.6914 | 0.6308 | 0.6343 | 0.6439
OH | offshore-wind | offshore wind | Winter Peak | OH¦offshore wind¦Winter Peak | 0.9531 | 0.9503 | 0.9554 | 0.9668 | 1 | 1 | 1 | 0.9921 | 0.9015 | 0.7978 | 0.7188 | 0.673 | 0.6086 | 0.5801 | 0.588 | 0.6102 | 0.6184 | 0.6091 | 0.6288 | 0.7289 | 0.8472 | 0.9222 | 0.8695 | 0.8054
OK | onshore-wind | onshore wind | Winter | OK¦onshore wind¦Winter | 1 | 1 | 1 | 1 | 1 | 1 | 1 | 1 | 1 | 1 | 1 | 1 | 1 | 1 | 1 | 1 | 1 | 1 | 1 | 1 | 1 | 1 | 1 | 1
OK | onshore-wind | onshore wind | Spring | OK¦onshore wind¦Spring | 1 | 1 | 1 | 1 | 1 | 1 | 1 | 1 | 1 | 1 | 1 | 1 | 1 | 1 | 1 | 1 | 1 | 1 | 1 | 1 | 1 | 1 | 1 | 1
OK | onshore-wind | onshore wind | Summer | OK¦onshore wind¦Summer | 1 | 1 | 1 | 1 | 1 | 1 | 1 | 1 | 1 | 1 | 1 | 1 | 1 | 1 | 1 | 1 | 1 | 1 | 1 | 1 | 1 | 1 | 1 | 1
OK | onshore-wind | onshore wind | Fall | OK¦onshore wind¦Fall | 1 | 1 | 1 | 1 | 1 | 1 | 1 | 1 | 1 | 1 | 1 | 1 | 1 | 1 | 1 | 1 | 1 | 1 | 1 | 1 | 1 | 1 | 1 | 1
OK | onshore-wind | onshore wind | Summer Peak | OK¦onshore wind¦Summer Peak | 0.8349 | 0.8148 | 0.7121 | 0.7257 | 0.7245 | 0.6834 | 0.5962 | 0.565 | 0.4764 | 0.4163 | 0.3818 | 0.4559 | 0.3563 | 0.3446 | 0.4176 | 0.3659 | 0.4412 | 0.6813 | 0.6351 | 0.6979 | 0.6357 | 0.586 | 0.645 | 0.6216
OK | onshore-wind | onshore wind | Winter Peak | OK¦onshore wind¦Winter Peak | 0.7596 | 0.793 | 0.7397 | 0.6754 | 0.6344 | 0.6051 | 0.5581 | 0.5071 | 0.4353 | 0.3613 | 0.3854 | 0.3766 | 0.351 | 0.3351 | 0.3169 | 0.3378 | 0.405 | 0.4929 | 0.5729 | 0.5744 | 0.6198 | 0.5915 | 0.5769 | 0.6061
OK | solar-pv | solar pv | Winter | OK¦solar pv¦Winter | 1 | 1 | 1 | 1 | 1 | 1 | 1 | 1 | 1 | 1 | 1 | 1 | 1 | 1 | 1 | 1 | 1 | 1 | 1 | 1 | 1 | 1 | 1 | 1
OK | solar-pv | solar pv | Spring | OK¦solar pv¦Spring | 1 | 1 | 1 | 1 | 1 | 1 | 1 | 1 | 1 | 1 | 1 | 1 | 1 | 1 | 1 | 1 | 1 | 1 | 1 | 1 | 1 | 1 | 1 | 1
OK | solar-pv | solar pv | Summer | OK¦solar pv¦Summer | 1 | 1 | 1 | 1 | 1 | 1 | 1 | 1 | 1 | 1 | 1 | 1 | 1 | 1 | 1 | 1 | 1 | 1 | 1 | 1 | 1 | 1 | 1 | 1
OK | solar-pv | solar pv | Fall | OK¦solar pv¦Fall | 1 | 1 | 1 | 1 | 1 | 1 | 1 | 1 | 1 | 1 | 1 | 1 | 1 | 1 | 1 | 1 | 1 | 1 | 1 | 1 | 1 | 1 | 1 | 1
OK | solar-pv | solar pv | Summer Peak | OK¦solar pv¦Summer Peak | 1 | 1 | 1 | 1 | 1 | 0.0112 | 0.803 | 0.7726 | 0.8207 | 0.8401 | 0.8844 | 0.9149 | 0.924 | 0.9149 | 0.8799 | 0.8748 | 0.897 | 0.8678 | 0.178 | 1 | 1 | 1 | 1 | 1
OK | solar-pv | solar pv | Winter Peak | OK¦solar pv¦Winter Peak | 1 | 1 | 1 | 1 | 1 | 1 | 1 | 0.3338 | 0.8582 | 0.9985 | 0.9933 | 0.9684 | 0.9626 | 0.9437 | 0.9197 | 0.8379 | 0.3356 | 0 | 1 | 1 | 1 | 1 | 1 | 1
OK | solar-thermal | solar thermal | Winter | OK¦solar thermal¦Winter | 1 | 1 | 1 | 1 | 1 | 1 | 1 | 1 | 1 | 1 | 1 | 1 | 1 | 1 | 1 | 1 | 1 | 1 | 1 | 1 | 1 | 1 | 1 | 1
OK | solar-thermal | solar thermal | Spring | OK¦solar thermal¦Spring | 1 | 1 | 1 | 1 | 1 | 1 | 1 | 1 | 1 | 1 | 1 | 1 | 1 | 1 | 1 | 1 | 1 | 1 | 1 | 1 | 1 | 1 | 1 | 1
OK | solar-thermal | solar thermal | Summer | OK¦solar thermal¦Summer | 1 | 1 | 1 | 1 | 1 | 1 | 1 | 1 | 1 | 1 | 1 | 1 | 1 | 1 | 1 | 1 | 1 | 1 | 1 | 1 | 1 | 1 | 1 | 1
OK | solar-thermal | solar thermal | Fall | OK¦solar thermal¦Fall | 1 | 1 | 1 | 1 | 1 | 1 | 1 | 1 | 1 | 1 | 1 | 1 | 1 | 1 | 1 | 1 | 1 | 1 | 1 | 1 | 1 | 1 | 1 | 1
OK | solar-thermal | solar thermal | Summer Peak | OK¦solar thermal¦Summer Peak | 1 | 1 | 1 | 1 | 1 | 1 | 1 | 0 | 0.8639 | 1 | 1 | 0.9716 | 0.9672 | 1 | 1 | 1 | 1 | 1 | 1 | 0.9313 | 0.7022 | 1 | 1 | 1
OK | solar-thermal | solar thermal | Winter Peak | OK¦solar thermal¦Winter Peak | 1 | 1 | 1 | 1 | 1 | 1 | 1 | 1 | 1 | 0.2419 | 0.9532 | 0.8804 | 0.9782 | 0.9895 | 0.9927 | 1 | 1 | 1 | 0.8902 | 0 | 1 | 1 | 1 | 1
OK | offshore-wind | offshore wind | Winter | OK¦offshore wind¦Winter | 1 | 1 | 1 | 1 | 1 | 1 | 1 | 1 | 1 | 1 | 1 | 1 | 1 | 1 | 1 | 1 | 1 | 1 | 1 | 1 | 1 | 1 | 1 | 1
OK | offshore-wind | offshore wind | Spring | OK¦offshore wind¦Spring | 1 | 1 | 1 | 1 | 1 | 1 | 1 | 1 | 1 | 1 | 1 | 1 | 1 | 1 | 1 | 1 | 1 | 1 | 1 | 1 | 1 | 1 | 1 | 1
OK | offshore-wind | offshore wind | Summer | OK¦offshore wind¦Summer | 1 | 1 | 1 | 1 | 1 | 1 | 1 | 1 | 1 | 1 | 1 | 1 | 1 | 1 | 1 | 1 | 1 | 1 | 1 | 1 | 1 | 1 | 1 | 1
OK | offshore-wind | offshore wind | Fall | OK¦offshore wind¦Fall | 1 | 1 | 1 | 1 | 1 | 1 | 1 | 1 | 1 | 1 | 1 | 1 | 1 | 1 | 1 | 1 | 1 | 1 | 1 | 1 | 1 | 1 | 1 | 1
OK | offshore-wind | offshore wind | Summer Peak | OK¦offshore wind¦Summer Peak | 0.4081 | 0.4239 | 0.4576 | 0.5032 | 0.5365 | 0.594 | 0.6193 | 0.6886 | 0.7348 | 0.8435 | 0.782 | 0.7465 | 0.6369 | 0.6086 | 0.6434 | 0.6927 | 0.7145 | 0.7507 | 0.7249 | 0.6605 | 0.6914 | 0.6308 | 0.6343 | 0.6439
OK | offshore-wind | offshore wind | Winter Peak | OK¦offshore wind¦Winter Peak | 0.9531 | 0.9503 | 0.9554 | 0.9668 | 1 | 1 | 1 | 0.9921 | 0.9015 | 0.7978 | 0.7188 | 0.673 | 0.6086 | 0.5801 | 0.588 | 0.6102 | 0.6184 | 0.6091 | 0.6288 | 0.7289 | 0.8472 | 0.9222 | 0.8695 | 0.8054
OR | onshore-wind | onshore wind | Winter | OR¦onshore wind¦Winter | 1 | 1 | 1 | 1 | 1 | 1 | 1 | 1 | 1 | 1 | 1 | 1 | 1 | 1 | 1 | 1 | 1 | 1 | 1 | 1 | 1 | 1 | 1 | 1
OR | onshore-wind | onshore wind | Spring | OR¦onshore wind¦Spring | 1 | 1 | 1 | 1 | 1 | 1 | 1 | 1 | 1 | 1 | 1 | 1 | 1 | 1 | 1 | 1 | 1 | 1 | 1 | 1 | 1 | 1 | 1 | 1
OR | onshore-wind | onshore wind | Summer | OR¦onshore wind¦Summer | 1 | 1 | 1 | 1 | 1 | 1 | 1 | 1 | 1 | 1 | 1 | 1 | 1 | 1 | 1 | 1 | 1 | 1 | 1 | 1 | 1 | 1 | 1 | 1
OR | onshore-wind | onshore wind | Fall | OR¦onshore wind¦Fall | 1 | 1 | 1 | 1 | 1 | 1 | 1 | 1 | 1 | 1 | 1 | 1 | 1 | 1 | 1 | 1 | 1 | 1 | 1 | 1 | 1 | 1 | 1 | 1
OR | onshore-wind | onshore wind | Summer Peak | OR¦onshore wind¦Summer Peak | 0.4951 | 0.4343 | 0.4054 | 0.4066 | 0.4122 | 0.4624 | 0.411 | 0.3495 | 0.321 | 0.4083 | 0.4852 | 0.5146 | 0.6298 | 0.6409 | 0.5832 | 0.4168 | 0.672 | 0.6447 | 0.8418 | 0.7031 | 0.5456 | 0.5031 | 0.4416 | 0.5339
OR | onshore-wind | onshore wind | Winter Peak | OR¦onshore wind¦Winter Peak | 0.7478 | 0.7259 | 0.6832 | 0.6921 | 0.6508 | 0.5752 | 0.5572 | 0.5543 | 0.6341 | 0.6482 | 0.6075 | 0.5531 | 0.5435 | 0.5078 | 0.5213 | 0.4895 | 0.5238 | 0.4482 | 0.3851 | 0.3553 | 0.3306 | 0.335 | 0.3408 | 0.3534
OR | solar-pv | solar pv | Winter | OR¦solar pv¦Winter | 1 | 1 | 1 | 1 | 1 | 1 | 1 | 1 | 1 | 1 | 1 | 1 | 1 | 1 | 1 | 1 | 1 | 1 | 1 | 1 | 1 | 1 | 1 | 1
OR | solar-pv | solar pv | Spring | OR¦solar pv¦Spring | 1 | 1 | 1 | 1 | 1 | 1 | 1 | 1 | 1 | 1 | 1 | 1 | 1 | 1 | 1 | 1 | 1 | 1 | 1 | 1 | 1 | 1 | 1 | 1
OR | solar-pv | solar pv | Summer | OR¦solar pv¦Summer | 1 | 1 | 1 | 1 | 1 | 1 | 1 | 1 | 1 | 1 | 1 | 1 | 1 | 1 | 1 | 1 | 1 | 1 | 1 | 1 | 1 | 1 | 1 | 1
OR | solar-pv | solar pv | Fall | OR¦solar pv¦Fall | 1 | 1 | 1 | 1 | 1 | 1 | 1 | 1 | 1 | 1 | 1 | 1 | 1 | 1 | 1 | 1 | 1 | 1 | 1 | 1 | 1 | 1 | 1 | 1
OR | solar-pv | solar pv | Summer Peak | OR¦solar pv¦Summer Peak | 1 | 1 | 1 | 1 | 0.5183 | 0.9648 | 0.9363 | 0.944 | 0.9701 | 0.9483 | 0.986 | 0.9238 | 0.8813 | 0.8672 | 0.8811 | 0.8894 | 0.9959 | 0.9355 | 0.4905 | 1 | 1 | 1 | 1 | 1
OR | solar-pv | solar pv | Winter Peak | OR¦solar pv¦Winter Peak | 1 | 1 | 1 | 1 | 1 | 1 | 1 | 0.4075 | 0.8212 | 0.745 | 0.9185 | 0.9241 | 0.9091 | 0.9428 | 0.8593 | 0.6517 | 0.0126 | 1 | 1 | 1 | 1 | 1 | 1 | 1
OR | solar-thermal | solar thermal | Winter | OR¦solar thermal¦Winter | 1 | 1 | 1 | 1 | 1 | 1 | 1 | 1 | 1 | 1 | 1 | 1 | 1 | 1 | 1 | 1 | 1 | 1 | 1 | 1 | 1 | 1 | 1 | 1
OR | solar-thermal | solar thermal | Spring | OR¦solar thermal¦Spring | 1 | 1 | 1 | 1 | 1 | 1 | 1 | 1 | 1 | 1 | 1 | 1 | 1 | 1 | 1 | 1 | 1 | 1 | 1 | 1 | 1 | 1 | 1 | 1
OR | solar-thermal | solar thermal | Summer | OR¦solar thermal¦Summer | 1 | 1 | 1 | 1 | 1 | 1 | 1 | 1 | 1 | 1 | 1 | 1 | 1 | 1 | 1 | 1 | 1 | 1 | 1 | 1 | 1 | 1 | 1 | 1
OR | solar-thermal | solar thermal | Fall | OR¦solar thermal¦Fall | 1 | 1 | 1 | 1 | 1 | 1 | 1 | 1 | 1 | 1 | 1 | 1 | 1 | 1 | 1 | 1 | 1 | 1 | 1 | 1 | 1 | 1 | 1 | 1
OR | solar-thermal | solar thermal | Summer Peak | OR¦solar thermal¦Summer Peak | 1 | 1 | 1 | 1 | 1 | 1 | 1 | 0 | 0.8639 | 1 | 1 | 0.9716 | 0.9672 | 1 | 1 | 1 | 1 | 1 | 1 | 0.9313 | 0.7022 | 1 | 1 | 1
OR | solar-thermal | solar thermal | Winter Peak | OR¦solar thermal¦Winter Peak | 1 | 1 | 1 | 1 | 1 | 1 | 1 | 1 | 1 | 0.2419 | 0.9532 | 0.8804 | 0.9782 | 0.9895 | 0.9927 | 1 | 1 | 1 | 0.8902 | 0 | 1 | 1 | 1 | 1
OR | offshore-wind | offshore wind | Winter | OR¦offshore wind¦Winter | 1 | 1 | 1 | 1 | 1 | 1 | 1 | 1 | 1 | 1 | 1 | 1 | 1 | 1 | 1 | 1 | 1 | 1 | 1 | 1 | 1 | 1 | 1 | 1
OR | offshore-wind | offshore wind | Spring | OR¦offshore wind¦Spring | 1 | 1 | 1 | 1 | 1 | 1 | 1 | 1 | 1 | 1 | 1 | 1 | 1 | 1 | 1 | 1 | 1 | 1 | 1 | 1 | 1 | 1 | 1 | 1
OR | offshore-wind | offshore wind | Summer | OR¦offshore wind¦Summer | 1 | 1 | 1 | 1 | 1 | 1 | 1 | 1 | 1 | 1 | 1 | 1 | 1 | 1 | 1 | 1 | 1 | 1 | 1 | 1 | 1 | 1 | 1 | 1
OR | offshore-wind | offshore wind | Fall | OR¦offshore wind¦Fall | 1 | 1 | 1 | 1 | 1 | 1 | 1 | 1 | 1 | 1 | 1 | 1 | 1 | 1 | 1 | 1 | 1 | 1 | 1 | 1 | 1 | 1 | 1 | 1
OR | offshore-wind | offshore wind | Summer Peak | OR¦offshore wind¦Summer Peak | 0.4081 | 0.4239 | 0.4576 | 0.5032 | 0.5365 | 0.594 | 0.6193 | 0.6886 | 0.7348 | 0.8435 | 0.782 | 0.7465 | 0.6369 | 0.6086 | 0.6434 | 0.6927 | 0.7145 | 0.7507 | 0.7249 | 0.6605 | 0.6914 | 0.6308 | 0.6343 | 0.6439
OR | offshore-wind | offshore wind | Winter Peak | OR¦offshore wind¦Winter Peak | 0.9531 | 0.9503 | 0.9554 | 0.9668 | 1 | 1 | 1 | 0.9921 | 0.9015 | 0.7978 | 0.7188 | 0.673 | 0.6086 | 0.5801 | 0.588 | 0.6102 | 0.6184 | 0.6091 | 0.6288 | 0.7289 | 0.8472 | 0.9222 | 0.8695 | 0.8054
PA | onshore-wind | onshore wind | Winter | PA¦onshore wind¦Winter | 1 | 1 | 1 | 1 | 1 | 1 | 1 | 1 | 1 | 1 | 1 | 1 | 1 | 1 | 1 | 1 | 1 | 1 | 1 | 1 | 1 | 1 | 1 | 1
PA | onshore-wind | onshore wind | Spring | PA¦onshore wind¦Spring | 1 | 1 | 1 | 1 | 1 | 1 | 1 | 1 | 1 | 1 | 1 | 1 | 1 | 1 | 1 | 1 | 1 | 1 | 1 | 1 | 1 | 1 | 1 | 1
PA | onshore-wind | onshore wind | Summer | PA¦onshore wind¦Summer | 1 | 1 | 1 | 1 | 1 | 1 | 1 | 1 | 1 | 1 | 1 | 1 | 1 | 1 | 1 | 1 | 1 | 1 | 1 | 1 | 1 | 1 | 1 | 1
PA | onshore-wind | onshore wind | Fall | PA¦onshore wind¦Fall | 1 | 1 | 1 | 1 | 1 | 1 | 1 | 1 | 1 | 1 | 1 | 1 | 1 | 1 | 1 | 1 | 1 | 1 | 1 | 1 | 1 | 1 | 1 | 1
PA | onshore-wind | onshore wind | Summer Peak | PA¦onshore wind¦Summer Peak | 0.4021 | 0.4073 | 0.4722 | 0.4226 | 0.4141 | 0.3989 | 0.2737 | 0.1593 | 0.1053 | 0.1394 | 0.1094 | 0.1283 | 0.2772 | 0.366 | 0.3596 | 0.3081 | 0.582 | 0.6824 | 0.7597 | 0.494 | 0.4649 | 0.4899 | 0.2678 | 0.2273
PA | onshore-wind | onshore wind | Winter Peak | PA¦onshore wind¦Winter Peak | 0.9225 | 0.9218 | 0.9301 | 0.9041 | 0.8888 | 0.8486 | 0.8236 | 0.761 | 0.6354 | 0.5493 | 0.4998 | 0.5169 | 0.5145 | 0.5033 | 0.4835 | 0.4113 | 0.569 | 0.699 | 0.6595 | 0.5697 | 0.436 | 0.3082 | 0.1924 | 0.2086
PA | solar-pv | solar pv | Winter | PA¦solar pv¦Winter | 1 | 1 | 1 | 1 | 1 | 1 | 1 | 1 | 1 | 1 | 1 | 1 | 1 | 1 | 1 | 1 | 1 | 1 | 1 | 1 | 1 | 1 | 1 | 1
PA | solar-pv | solar pv | Spring | PA¦solar pv¦Spring | 1 | 1 | 1 | 1 | 1 | 1 | 1 | 1 | 1 | 1 | 1 | 1 | 1 | 1 | 1 | 1 | 1 | 1 | 1 | 1 | 1 | 1 | 1 | 1
PA | solar-pv | solar pv | Summer | PA¦solar pv¦Summer | 1 | 1 | 1 | 1 | 1 | 1 | 1 | 1 | 1 | 1 | 1 | 1 | 1 | 1 | 1 | 1 | 1 | 1 | 1 | 1 | 1 | 1 | 1 | 1
PA | solar-pv | solar pv | Fall | PA¦solar pv¦Fall | 1 | 1 | 1 | 1 | 1 | 1 | 1 | 1 | 1 | 1 | 1 | 1 | 1 | 1 | 1 | 1 | 1 | 1 | 1 | 1 | 1 | 1 | 1 | 1
PA | solar-pv | solar pv | Summer Peak | PA¦solar pv¦Summer Peak | 1 | 1 | 1 | 1 | 0.1838 | 0.7089 | 0.8469 | 0.8519 | 0.9498 | 0.9786 | 0.9313 | 0.9645 | 0.9818 | 0.9348 | 0.9129 | 0.8593 | 0.7729 | 0.8285 | 0.7303 | 1 | 1 | 1 | 1 | 1
PA | solar-pv | solar pv | Winter Peak | PA¦solar pv¦Winter Peak | 1 | 1 | 1 | 1 | 1 | 1 | 1 | 0.5617 | 0.6673 | 0.689 | 0.8899 | 0.8589 | 0.893 | 0.887 | 0.9705 | 0.9221 | 0.0792 | 1 | 1 | 1 | 1 | 1 | 1 | 1
PA | solar-thermal | solar thermal | Winter | PA¦solar thermal¦Winter | 1 | 1 | 1 | 1 | 1 | 1 | 1 | 1 | 1 | 1 | 1 | 1 | 1 | 1 | 1 | 1 | 1 | 1 | 1 | 1 | 1 | 1 | 1 | 1
PA | solar-thermal | solar thermal | Spring | PA¦solar thermal¦Spring | 1 | 1 | 1 | 1 | 1 | 1 | 1 | 1 | 1 | 1 | 1 | 1 | 1 | 1 | 1 | 1 | 1 | 1 | 1 | 1 | 1 | 1 | 1 | 1
PA | solar-thermal | solar thermal | Summer | PA¦solar thermal¦Summer | 1 | 1 | 1 | 1 | 1 | 1 | 1 | 1 | 1 | 1 | 1 | 1 | 1 | 1 | 1 | 1 | 1 | 1 | 1 | 1 | 1 | 1 | 1 | 1
PA | solar-thermal | solar thermal | Fall | PA¦solar thermal¦Fall | 1 | 1 | 1 | 1 | 1 | 1 | 1 | 1 | 1 | 1 | 1 | 1 | 1 | 1 | 1 | 1 | 1 | 1 | 1 | 1 | 1 | 1 | 1 | 1
PA | solar-thermal | solar thermal | Summer Peak | PA¦solar thermal¦Summer Peak | 1 | 1 | 1 | 1 | 1 | 1 | 1 | 0 | 0.8639 | 1 | 1 | 0.9716 | 0.9672 | 1 | 1 | 1 | 1 | 1 | 1 | 0.9313 | 0.7022 | 1 | 1 | 1
PA | solar-thermal | solar thermal | Winter Peak | PA¦solar thermal¦Winter Peak | 1 | 1 | 1 | 1 | 1 | 1 | 1 | 1 | 1 | 0.2419 | 0.9532 | 0.8804 | 0.9782 | 0.9895 | 0.9927 | 1 | 1 | 1 | 0.8902 | 0 | 1 | 1 | 1 | 1
PA | offshore-wind | offshore wind | Winter | PA¦offshore wind¦Winter | 1 | 1 | 1 | 1 | 1 | 1 | 1 | 1 | 1 | 1 | 1 | 1 | 1 | 1 | 1 | 1 | 1 | 1 | 1 | 1 | 1 | 1 | 1 | 1
PA | offshore-wind | offshore wind | Spring | PA¦offshore wind¦Spring | 1 | 1 | 1 | 1 | 1 | 1 | 1 | 1 | 1 | 1 | 1 | 1 | 1 | 1 | 1 | 1 | 1 | 1 | 1 | 1 | 1 | 1 | 1 | 1
PA | offshore-wind | offshore wind | Summer | PA¦offshore wind¦Summer | 1 | 1 | 1 | 1 | 1 | 1 | 1 | 1 | 1 | 1 | 1 | 1 | 1 | 1 | 1 | 1 | 1 | 1 | 1 | 1 | 1 | 1 | 1 | 1
PA | offshore-wind | offshore wind | Fall | PA¦offshore wind¦Fall | 1 | 1 | 1 | 1 | 1 | 1 | 1 | 1 | 1 | 1 | 1 | 1 | 1 | 1 | 1 | 1 | 1 | 1 | 1 | 1 | 1 | 1 | 1 | 1
PA | offshore-wind | offshore wind | Summer Peak | PA¦offshore wind¦Summer Peak | 0.1113 | 0.0834 | 0.0705 | 0.0829 | 0.0912 | 0.1406 | 0.1635 | 0.2244 | 0.2489 | 0.4661 | 0.1867 | 0.2216 | 0.2602 | 0.3359 | 0.3748 | 0.4986 | 0.5145 | 0.559 | 0.6192 | 0.6575 | 0.6275 | 0.6793 | 0.5729 | 0.5629
PA | offshore-wind | offshore wind | Winter Peak | PA¦offshore wind¦Winter Peak | 0.809 | 0.7622 | 0.7437 | 0.7917 | 0.7682 | 0.7311 | 0.7692 | 0.7905 | 0.7016 | 0.6302 | 0.4879 | 0.3526 | 0.2676 | 0.2807 | 0.3598 | 0.4472 | 0.5921 | 0.646 | 0.6153 | 0.6297 | 0.5536 | 0.5437 | 0.5845 | 0.633
RI | onshore-wind | onshore wind | Winter | RI¦onshore wind¦Winter | 1 | 1 | 1 | 1 | 1 | 1 | 1 | 1 | 1 | 1 | 1 | 1 | 1 | 1 | 1 | 1 | 1 | 1 | 1 | 1 | 1 | 1 | 1 | 1
RI | onshore-wind | onshore wind | Spring | RI¦onshore wind¦Spring | 1 | 1 | 1 | 1 | 1 | 1 | 1 | 1 | 1 | 1 | 1 | 1 | 1 | 1 | 1 | 1 | 1 | 1 | 1 | 1 | 1 | 1 | 1 | 1
RI | onshore-wind | onshore wind | Summer | RI¦onshore wind¦Summer | 1 | 1 | 1 | 1 | 1 | 1 | 1 | 1 | 1 | 1 | 1 | 1 | 1 | 1 | 1 | 1 | 1 | 1 | 1 | 1 | 1 | 1 | 1 | 1
RI | onshore-wind | onshore wind | Fall | RI¦onshore wind¦Fall | 1 | 1 | 1 | 1 | 1 | 1 | 1 | 1 | 1 | 1 | 1 | 1 | 1 | 1 | 1 | 1 | 1 | 1 | 1 | 1 | 1 | 1 | 1 | 1
RI | onshore-wind | onshore wind | Summer Peak | RI¦onshore wind¦Summer Peak | 0.5764 | 0.5447 | 0.5462 | 0.5646 | 0.5465 | 0.6371 | 0.5044 | 0.4239 | 0.3915 | 0.4429 | 0.404 | 0.4026 | 0.3768 | 0.3787 | 0.3867 | 0.3692 | 0.3393 | 0.4446 | 0.4201 | 0.4248 | 0.4861 | 0.4813 | 0.5096 | 0.5165
RI | onshore-wind | onshore wind | Winter Peak | RI¦onshore wind¦Winter Peak | 0.8323 | 0.8663 | 0.811 | 0.8096 | 0.8607 | 0.9504 | 0.9491 | 0.8668 | 0.7801 | 0.5985 | 0.425 | 0.3013 | 0.2417 | 0.2539 | 0.2952 | 0.4491 | 0.6 | 0.7071 | 0.7798 | 0.8497 | 0.8855 | 0.7908 | 0.7954 | 0.7522
RI | solar-pv | solar pv | Winter | RI¦solar pv¦Winter | 1 | 1 | 1 | 1 | 1 | 1 | 1 | 1 | 1 | 1 | 1 | 1 | 1 | 1 | 1 | 1 | 1 | 1 | 1 | 1 | 1 | 1 | 1 | 1
RI | solar-pv | solar pv | Spring | RI¦solar pv¦Spring | 1 | 1 | 1 | 1 | 1 | 1 | 1 | 1 | 1 | 1 | 1 | 1 | 1 | 1 | 1 | 1 | 1 | 1 | 1 | 1 | 1 | 1 | 1 | 1
RI | solar-pv | solar pv | Summer | RI¦solar pv¦Summer | 1 | 1 | 1 | 1 | 1 | 1 | 1 | 1 | 1 | 1 | 1 | 1 | 1 | 1 | 1 | 1 | 1 | 1 | 1 | 1 | 1 | 1 | 1 | 1
RI | solar-pv | solar pv | Fall | RI¦solar pv¦Fall | 1 | 1 | 1 | 1 | 1 | 1 | 1 | 1 | 1 | 1 | 1 | 1 | 1 | 1 | 1 | 1 | 1 | 1 | 1 | 1 | 1 | 1 | 1 | 1
RI | solar-pv | solar pv | Summer Peak | RI¦solar pv¦Summer Peak | 1 | 1 | 1 | 1 | 0.2995 | 0.6463 | 0.5618 | 0.7887 | 0.8576 | 0.9477 | 0.9626 | 0.9513 | 0.959 | 0.8532 | 0.8571 | 0.8478 | 0.8045 | 0.6623 | 0 | 1 | 1 | 1 | 1 | 1
RI | solar-pv | solar pv | Winter Peak | RI¦solar pv¦Winter Peak | 1 | 1 | 1 | 1 | 1 | 1 | 0.3275 | 0.756 | 0.8424 | 0.8457 | 0.8768 | 0.859 | 0.7505 | 0.7464 | 0.766 | 0.4719 | 0 | 1 | 1 | 1 | 1 | 1 | 1 | 1
RI | solar-thermal | solar thermal | Winter | RI¦solar thermal¦Winter | 1 | 1 | 1 | 1 | 1 | 1 | 1 | 1 | 1 | 1 | 1 | 1 | 1 | 1 | 1 | 1 | 1 | 1 | 1 | 1 | 1 | 1 | 1 | 1
RI | solar-thermal | solar thermal | Spring | RI¦solar thermal¦Spring | 1 | 1 | 1 | 1 | 1 | 1 | 1 | 1 | 1 | 1 | 1 | 1 | 1 | 1 | 1 | 1 | 1 | 1 | 1 | 1 | 1 | 1 | 1 | 1
RI | solar-thermal | solar thermal | Summer | RI¦solar thermal¦Summer | 1 | 1 | 1 | 1 | 1 | 1 | 1 | 1 | 1 | 1 | 1 | 1 | 1 | 1 | 1 | 1 | 1 | 1 | 1 | 1 | 1 | 1 | 1 | 1
RI | solar-thermal | solar thermal | Fall | RI¦solar thermal¦Fall | 1 | 1 | 1 | 1 | 1 | 1 | 1 | 1 | 1 | 1 | 1 | 1 | 1 | 1 | 1 | 1 | 1 | 1 | 1 | 1 | 1 | 1 | 1 | 1
RI | solar-thermal | solar thermal | Summer Peak | RI¦solar thermal¦Summer Peak | 1 | 1 | 1 | 1 | 1 | 1 | 1 | 0 | 0.8639 | 1 | 1 | 0.9716 | 0.9672 | 1 | 1 | 1 | 1 | 1 | 1 | 0.9313 | 0.7022 | 1 | 1 | 1
RI | solar-thermal | solar thermal | Winter Peak | RI¦solar thermal¦Winter Peak | 1 | 1 | 1 | 1 | 1 | 1 | 1 | 1 | 1 | 0.2419 | 0.9532 | 0.8804 | 0.9782 | 0.9895 | 0.9927 | 1 | 1 | 1 | 0.8902 | 0 | 1 | 1 | 1 | 1
RI | offshore-wind | offshore wind | Winter | RI¦offshore wind¦Winter | 1 | 1 | 1 | 1 | 1 | 1 | 1 | 1 | 1 | 1 | 1 | 1 | 1 | 1 | 1 | 1 | 1 | 1 | 1 | 1 | 1 | 1 | 1 | 1
RI | offshore-wind | offshore wind | Spring | RI¦offshore wind¦Spring | 1 | 1 | 1 | 1 | 1 | 1 | 1 | 1 | 1 | 1 | 1 | 1 | 1 | 1 | 1 | 1 | 1 | 1 | 1 | 1 | 1 | 1 | 1 | 1
RI | offshore-wind | offshore wind | Summer | RI¦offshore wind¦Summer | 1 | 1 | 1 | 1 | 1 | 1 | 1 | 1 | 1 | 1 | 1 | 1 | 1 | 1 | 1 | 1 | 1 | 1 | 1 | 1 | 1 | 1 | 1 | 1
RI | offshore-wind | offshore wind | Fall | RI¦offshore wind¦Fall | 1 | 1 | 1 | 1 | 1 | 1 | 1 | 1 | 1 | 1 | 1 | 1 | 1 | 1 | 1 | 1 | 1 | 1 | 1 | 1 | 1 | 1 | 1 | 1
RI | offshore-wind | offshore wind | Summer Peak | RI¦offshore wind¦Summer Peak | 0.2724 | 0.2652 | 0.1925 | 0.2137 | 0.1171 | 0.158 | 0.1457 | 0.1163 | 0.1596 | 0.3434 | 0.3284 | 0.6203 | 0.5119 | 0.5077 | 0.5279 | 0.5868 | 0.5797 | 0.5762 | 0.548 | 0.4927 | 0.514 | 0.3874 | 0.3147 | 0.2519
RI | offshore-wind | offshore wind | Winter Peak | RI¦offshore wind¦Winter Peak | 0.7896 | 0.7012 | 0.6008 | 0.3682 | 0.3354 | 0.247 | 0.1523 | 0.2121 | 0.2535 | 0.1793 | 0.0963 | 0.0026 | 0.432 | 0.1073 | 0.3585 | 0.3162 | 0.348 | 0.3437 | 0.4152 | 0.3502 | 0.2194 | 0.2944 | 0.2992 | 0.3453
SC | onshore-wind | onshore wind | Winter | SC¦onshore wind¦Winter | 1 | 1 | 1 | 1 | 1 | 1 | 1 | 1 | 1 | 1 | 1 | 1 | 1 | 1 | 1 | 1 | 1 | 1 | 1 | 1 | 1 | 1 | 1 | 1
SC | onshore-wind | onshore wind | Spring | SC¦onshore wind¦Spring | 1 | 1 | 1 | 1 | 1 | 1 | 1 | 1 | 1 | 1 | 1 | 1 | 1 | 1 | 1 | 1 | 1 | 1 | 1 | 1 | 1 | 1 | 1 | 1
SC | onshore-wind | onshore wind | Summer | SC¦onshore wind¦Summer | 1 | 1 | 1 | 1 | 1 | 1 | 1 | 1 | 1 | 1 | 1 | 1 | 1 | 1 | 1 | 1 | 1 | 1 | 1 | 1 | 1 | 1 | 1 | 1
SC | onshore-wind | onshore wind | Fall | SC¦onshore wind¦Fall | 1 | 1 | 1 | 1 | 1 | 1 | 1 | 1 | 1 | 1 | 1 | 1 | 1 | 1 | 1 | 1 | 1 | 1 | 1 | 1 | 1 | 1 | 1 | 1
SC | onshore-wind | onshore wind | Summer Peak | SC¦onshore wind¦Summer Peak | 0.5687 | 0.6452 | 0.6383 | 0.5791 | 0.4747 | 0.6092 | 0.5007 | 0.2799 | 0.2588 | 0.2985 | 0.3473 | 0.4474 | 0.4168 | 0.4164 | 0.5957 | 0.5573 | 0.6236 | 0.5259 | 0.5483 | 0.4831 | 0.6906 | 0.4893 | 0.4336 | 0.3732
SC | onshore-wind | onshore wind | Winter Peak | SC¦onshore wind¦Winter Peak | 0.5789 | 0.5614 | 0.5087 | 0.5471 | 0.5953 | 0.5443 | 0.6501 | 0.6756 | 0.4348 | 0.344 | 0.3074 | 0.3097 | 0.3213 | 0.3234 | 0.2672 | 0.3195 | 0.4438 | 0.5061 | 0.6006 | 0.6155 | 0.5855 | 0.67 | 0.6437 | 0.5578
SC | solar-pv | solar pv | Winter | SC¦solar pv¦Winter | 1 | 1 | 1 | 1 | 1 | 1 | 1 | 1 | 1 | 1 | 1 | 1 | 1 | 1 | 1 | 1 | 1 | 1 | 1 | 1 | 1 | 1 | 1 | 1
SC | solar-pv | solar pv | Spring | SC¦solar pv¦Spring | 1 | 1 | 1 | 1 | 1 | 1 | 1 | 1 | 1 | 1 | 1 | 1 | 1 | 1 | 1 | 1 | 1 | 1 | 1 | 1 | 1 | 1 | 1 | 1
SC | solar-pv | solar pv | Summer | SC¦solar pv¦Summer | 1 | 1 | 1 | 1 | 1 | 1 | 1 | 1 | 1 | 1 | 1 | 1 | 1 | 1 | 1 | 1 | 1 | 1 | 1 | 1 | 1 | 1 | 1 | 1
SC | solar-pv | solar pv | Fall | SC¦solar pv¦Fall | 1 | 1 | 1 | 1 | 1 | 1 | 1 | 1 | 1 | 1 | 1 | 1 | 1 | 1 | 1 | 1 | 1 | 1 | 1 | 1 | 1 | 1 | 1 | 1
SC | solar-pv | solar pv | Summer Peak | SC¦solar pv¦Summer Peak | 1 | 1 | 1 | 1 | 1 | 0.2628 | 0.9238 | 0.9085 | 0.9242 | 0.9337 | 0.8977 | 0.9842 | 0.9353 | 0.8903 | 0.8299 | 0.7564 | 0.6819 | 0.5073 | 0.0655 | 1 | 1 | 1 | 1 | 1
SC | solar-pv | solar pv | Winter Peak | SC¦solar pv¦Winter Peak | 1 | 1 | 1 | 1 | 1 | 1 | 1 | 0.7601 | 0.7184 | 0.7095 | 0.798 | 0.8157 | 0.774 | 0.7445 | 0.704 | 0.6708 | 0.1585 | 1 | 1 | 1 | 1 | 1 | 1 | 1
SC | solar-thermal | solar thermal | Winter | SC¦solar thermal¦Winter | 1 | 1 | 1 | 1 | 1 | 1 | 1 | 1 | 1 | 1 | 1 | 1 | 1 | 1 | 1 | 1 | 1 | 1 | 1 | 1 | 1 | 1 | 1 | 1
SC | solar-thermal | solar thermal | Spring | SC¦solar thermal¦Spring | 1 | 1 | 1 | 1 | 1 | 1 | 1 | 1 | 1 | 1 | 1 | 1 | 1 | 1 | 1 | 1 | 1 | 1 | 1 | 1 | 1 | 1 | 1 | 1
SC | solar-thermal | solar thermal | Summer | SC¦solar thermal¦Summer | 1 | 1 | 1 | 1 | 1 | 1 | 1 | 1 | 1 | 1 | 1 | 1 | 1 | 1 | 1 | 1 | 1 | 1 | 1 | 1 | 1 | 1 | 1 | 1
SC | solar-thermal | solar thermal | Fall | SC¦solar thermal¦Fall | 1 | 1 | 1 | 1 | 1 | 1 | 1 | 1 | 1 | 1 | 1 | 1 | 1 | 1 | 1 | 1 | 1 | 1 | 1 | 1 | 1 | 1 | 1 | 1
SC | solar-thermal | solar thermal | Summer Peak | SC¦solar thermal¦Summer Peak | 1 | 1 | 1 | 1 | 1 | 1 | 1 | 0 | 0.8639 | 1 | 1 | 0.9716 | 0.9672 | 1 | 1 | 1 | 1 | 1 | 1 | 0.9313 | 0.7022 | 1 | 1 | 1
SC | solar-thermal | solar thermal | Winter Peak | SC¦solar thermal¦Winter Peak | 1 | 1 | 1 | 1 | 1 | 1 | 1 | 1 | 1 | 0.2419 | 0.9532 | 0.8804 | 0.9782 | 0.9895 | 0.9927 | 1 | 1 | 1 | 0.8902 | 0 | 1 | 1 | 1 | 1
SC | offshore-wind | offshore wind | Winter | SC¦offshore wind¦Winter | 1 | 1 | 1 | 1 | 1 | 1 | 1 | 1 | 1 | 1 | 1 | 1 | 1 | 1 | 1 | 1 | 1 | 1 | 1 | 1 | 1 | 1 | 1 | 1
SC | offshore-wind | offshore wind | Spring | SC¦offshore wind¦Spring | 1 | 1 | 1 | 1 | 1 | 1 | 1 | 1 | 1 | 1 | 1 | 1 | 1 | 1 | 1 | 1 | 1 | 1 | 1 | 1 | 1 | 1 | 1 | 1
SC | offshore-wind | offshore wind | Summer | SC¦offshore wind¦Summer | 1 | 1 | 1 | 1 | 1 | 1 | 1 | 1 | 1 | 1 | 1 | 1 | 1 | 1 | 1 | 1 | 1 | 1 | 1 | 1 | 1 | 1 | 1 | 1
SC | offshore-wind | offshore wind | Fall | SC¦offshore wind¦Fall | 1 | 1 | 1 | 1 | 1 | 1 | 1 | 1 | 1 | 1 | 1 | 1 | 1 | 1 | 1 | 1 | 1 | 1 | 1 | 1 | 1 | 1 | 1 | 1
SC | offshore-wind | offshore wind | Summer Peak | SC¦offshore wind¦Summer Peak | 0.4714 | 0.4661 | 0.5126 | 0.5806 | 0.6505 | 0.6059 | 0.5566 | 0.6214 | 0.5052 | 0.476 | 0.4867 | 0.4174 | 0.4553 | 0.4778 | 0.5833 | 0.6108 | 0.5931 | 0.5481 | 0.5707 | 0.5613 | 0.4849 | 0.5398 | 0.4628 | 0.4317
SC | offshore-wind | offshore wind | Winter Peak | SC¦offshore wind¦Winter Peak | 0.3955 | 0.4242 | 0.3677 | 0.3873 | 0.3821 | 0.3695 | 0.3502 | 0.3781 | 0.4261 | 0.3543 | 0.3016 | 0.2812 | 0.2866 | 0.2672 | 0.2734 | 0.3177 | 0.364 | 0.3802 | 0.4346 | 0.4476 | 0.4743 | 0.5969 | 0.7088 | 0.7157
SD | onshore-wind | onshore wind | Winter | SD¦onshore wind¦Winter | 1 | 1 | 1 | 1 | 1 | 1 | 1 | 1 | 1 | 1 | 1 | 1 | 1 | 1 | 1 | 1 | 1 | 1 | 1 | 1 | 1 | 1 | 1 | 1
SD | onshore-wind | onshore wind | Spring | SD¦onshore wind¦Spring | 1 | 1 | 1 | 1 | 1 | 1 | 1 | 1 | 1 | 1 | 1 | 1 | 1 | 1 | 1 | 1 | 1 | 1 | 1 | 1 | 1 | 1 | 1 | 1
SD | onshore-wind | onshore wind | Summer | SD¦onshore wind¦Summer | 1 | 1 | 1 | 1 | 1 | 1 | 1 | 1 | 1 | 1 | 1 | 1 | 1 | 1 | 1 | 1 | 1 | 1 | 1 | 1 | 1 | 1 | 1 | 1
SD | onshore-wind | onshore wind | Fall | SD¦onshore wind¦Fall | 1 | 1 | 1 | 1 | 1 | 1 | 1 | 1 | 1 | 1 | 1 | 1 | 1 | 1 | 1 | 1 | 1 | 1 | 1 | 1 | 1 | 1 | 1 | 1
SD | onshore-wind | onshore wind | Summer Peak | SD¦onshore wind¦Summer Peak | 0.6251 | 0.7373 | 0.7866 | 0.6298 | 0.6386 | 0.6026 | 0.4965 | 0.3872 | 0.3861 | 0.406 | 0.4339 | 0.533 | 0.5202 | 0.5386 | 0.5243 | 0.5064 | 0.4612 | 0.5921 | 0.6079 | 0.6254 | 0.5307 | 0.5087 | 0.5895 | 0.6444
SD | onshore-wind | onshore wind | Winter Peak | SD¦onshore wind¦Winter Peak | 0.1907 | 0.1995 | 0.2053 | 0.1804 | 0.1505 | 0.1683 | 0.1904 | 0.2387 | 0.3349 | 0.4621 | 0.4843 | 0.3951 | 0.3572 | 0.4117 | 0.4828 | 0.5922 | 0.6611 | 0.6485 | 0.6886 | 0.7729 | 0.7405 | 0.7006 | 0.7112 | 0.606
SD | solar-pv | solar pv | Winter | SD¦solar pv¦Winter | 1 | 1 | 1 | 1 | 1 | 1 | 1 | 1 | 1 | 1 | 1 | 1 | 1 | 1 | 1 | 1 | 1 | 1 | 1 | 1 | 1 | 1 | 1 | 1
SD | solar-pv | solar pv | Spring | SD¦solar pv¦Spring | 1 | 1 | 1 | 1 | 1 | 1 | 1 | 1 | 1 | 1 | 1 | 1 | 1 | 1 | 1 | 1 | 1 | 1 | 1 | 1 | 1 | 1 | 1 | 1
SD | solar-pv | solar pv | Summer | SD¦solar pv¦Summer | 1 | 1 | 1 | 1 | 1 | 1 | 1 | 1 | 1 | 1 | 1 | 1 | 1 | 1 | 1 | 1 | 1 | 1 | 1 | 1 | 1 | 1 | 1 | 1
SD | solar-pv | solar pv | Fall | SD¦solar pv¦Fall | 1 | 1 | 1 | 1 | 1 | 1 | 1 | 1 | 1 | 1 | 1 | 1 | 1 | 1 | 1 | 1 | 1 | 1 | 1 | 1 | 1 | 1 | 1 | 1
SD | solar-pv | solar pv | Summer Peak | SD¦solar pv¦Summer Peak | 1 | 1 | 1 | 1 | 0.3324 | 0.7186 | 0.865 | 0.8555 | 0.9048 | 0.9295 | 0.9216 | 0.9417 | 0.939 | 0.9372 | 0.9682 | 0.9651 | 0.9072 | 0.9054 | 0.8581 | 0.4301 | 1 | 1 | 1 | 1
SD | solar-pv | solar pv | Winter Peak | SD¦solar pv¦Winter Peak | 1 | 1 | 1 | 1 | 1 | 1 | 1 | 0.1733 | 0.5906 | 0.5864 | 0.6863 | 0.7327 | 0.7444 | 0.7015 | 0.7108 | 0.6124 | 0.0354 | 0 | 1 | 1 | 1 | 1 | 1 | 1
SD | solar-thermal | solar thermal | Winter | SD¦solar thermal¦Winter | 1 | 1 | 1 | 1 | 1 | 1 | 1 | 1 | 1 | 1 | 1 | 1 | 1 | 1 | 1 | 1 | 1 | 1 | 1 | 1 | 1 | 1 | 1 | 1
SD | solar-thermal | solar thermal | Spring | SD¦solar thermal¦Spring | 1 | 1 | 1 | 1 | 1 | 1 | 1 | 1 | 1 | 1 | 1 | 1 | 1 | 1 | 1 | 1 | 1 | 1 | 1 | 1 | 1 | 1 | 1 | 1
SD | solar-thermal | solar thermal | Summer | SD¦solar thermal¦Summer | 1 | 1 | 1 | 1 | 1 | 1 | 1 | 1 | 1 | 1 | 1 | 1 | 1 | 1 | 1 | 1 | 1 | 1 | 1 | 1 | 1 | 1 | 1 | 1
SD | solar-thermal | solar thermal | Fall | SD¦solar thermal¦Fall | 1 | 1 | 1 | 1 | 1 | 1 | 1 | 1 | 1 | 1 | 1 | 1 | 1 | 1 | 1 | 1 | 1 | 1 | 1 | 1 | 1 | 1 | 1 | 1
SD | solar-thermal | solar thermal | Summer Peak | SD¦solar thermal¦Summer Peak | 1 | 1 | 1 | 1 | 1 | 1 | 1 | 0 | 0.8639 | 1 | 1 | 0.9716 | 0.9672 | 1 | 1 | 1 | 1 | 1 | 1 | 0.9313 | 0.7022 | 1 | 1 | 1
SD | solar-thermal | solar thermal | Winter Peak | SD¦solar thermal¦Winter Peak | 1 | 1 | 1 | 1 | 1 | 1 | 1 | 1 | 1 | 0.2419 | 0.9532 | 0.8804 | 0.9782 | 0.9895 | 0.9927 | 1 | 1 | 1 | 0.8902 | 0 | 1 | 1 | 1 | 1
SD | offshore-wind | offshore wind | Winter | SD¦offshore wind¦Winter | 1 | 1 | 1 | 1 | 1 | 1 | 1 | 1 | 1 | 1 | 1 | 1 | 1 | 1 | 1 | 1 | 1 | 1 | 1 | 1 | 1 | 1 | 1 | 1
SD | offshore-wind | offshore wind | Spring | SD¦offshore wind¦Spring | 1 | 1 | 1 | 1 | 1 | 1 | 1 | 1 | 1 | 1 | 1 | 1 | 1 | 1 | 1 | 1 | 1 | 1 | 1 | 1 | 1 | 1 | 1 | 1
SD | offshore-wind | offshore wind | Summer | SD¦offshore wind¦Summer | 1 | 1 | 1 | 1 | 1 | 1 | 1 | 1 | 1 | 1 | 1 | 1 | 1 | 1 | 1 | 1 | 1 | 1 | 1 | 1 | 1 | 1 | 1 | 1
SD | offshore-wind | offshore wind | Fall | SD¦offshore wind¦Fall | 1 | 1 | 1 | 1 | 1 | 1 | 1 | 1 | 1 | 1 | 1 | 1 | 1 | 1 | 1 | 1 | 1 | 1 | 1 | 1 | 1 | 1 | 1 | 1
SD | offshore-wind | offshore wind | Summer Peak | SD¦offshore wind¦Summer Peak | 0.4081 | 0.4239 | 0.4576 | 0.5032 | 0.5365 | 0.594 | 0.6193 | 0.6886 | 0.7348 | 0.8435 | 0.782 | 0.7465 | 0.6369 | 0.6086 | 0.6434 | 0.6927 | 0.7145 | 0.7507 | 0.7249 | 0.6605 | 0.6914 | 0.6308 | 0.6343 | 0.6439
SD | offshore-wind | offshore wind | Winter Peak | SD¦offshore wind¦Winter Peak | 0.9531 | 0.9503 | 0.9554 | 0.9668 | 1 | 1 | 1 | 0.9921 | 0.9015 | 0.7978 | 0.7188 | 0.673 | 0.6086 | 0.5801 | 0.588 | 0.6102 | 0.6184 | 0.6091 | 0.6288 | 0.7289 | 0.8472 | 0.9222 | 0.8695 | 0.8054
TN | onshore-wind | onshore wind | Winter | TN¦onshore wind¦Winter | 1 | 1 | 1 | 1 | 1 | 1 | 1 | 1 | 1 | 1 | 1 | 1 | 1 | 1 | 1 | 1 | 1 | 1 | 1 | 1 | 1 | 1 | 1 | 1
TN | onshore-wind | onshore wind | Spring | TN¦onshore wind¦Spring | 1 | 1 | 1 | 1 | 1 | 1 | 1 | 1 | 1 | 1 | 1 | 1 | 1 | 1 | 1 | 1 | 1 | 1 | 1 | 1 | 1 | 1 | 1 | 1
TN | onshore-wind | onshore wind | Summer | TN¦onshore wind¦Summer | 1 | 1 | 1 | 1 | 1 | 1 | 1 | 1 | 1 | 1 | 1 | 1 | 1 | 1 | 1 | 1 | 1 | 1 | 1 | 1 | 1 | 1 | 1 | 1
TN | onshore-wind | onshore wind | Fall | TN¦onshore wind¦Fall | 1 | 1 | 1 | 1 | 1 | 1 | 1 | 1 | 1 | 1 | 1 | 1 | 1 | 1 | 1 | 1 | 1 | 1 | 1 | 1 | 1 | 1 | 1 | 1
TN | onshore-wind | onshore wind | Summer Peak | TN¦onshore wind¦Summer Peak | 0.9213 | 0.928 | 0.9529 | 0.9494 | 0.9344 | 0.9422 | 0.9618 | 0.916 | 0.817 | 0.7732 | 0.7672 | 0.7559 | 0.6911 | 0.7569 | 0.8218 | 0.8394 | 0.8623 | 0.8938 | 0.9103 | 0.9335 | 0.929 | 0.9536 | 0.9761 | 0.9895
TN | onshore-wind | onshore wind | Winter Peak | TN¦onshore wind¦Winter Peak | 0.8839 | 0.8569 | 0.8389 | 0.8246 | 0.8097 | 0.7799 | 0.7956 | 0.8067 | 0.8546 | 0.8916 | 0.9459 | 0.9592 | 0.972 | 0.9603 | 0.8889 | 0.8507 | 0.9267 | 0.8877 | 0.8751 | 0.8409 | 0.8108 | 0.8073 | 0.7985 | 0.7899
TN | solar-pv | solar pv | Winter | TN¦solar pv¦Winter | 1 | 1 | 1 | 1 | 1 | 1 | 1 | 1 | 1 | 1 | 1 | 1 | 1 | 1 | 1 | 1 | 1 | 1 | 1 | 1 | 1 | 1 | 1 | 1
TN | solar-pv | solar pv | Spring | TN¦solar pv¦Spring | 1 | 1 | 1 | 1 | 1 | 1 | 1 | 1 | 1 | 1 | 1 | 1 | 1 | 1 | 1 | 1 | 1 | 1 | 1 | 1 | 1 | 1 | 1 | 1
TN | solar-pv | solar pv | Summer | TN¦solar pv¦Summer | 1 | 1 | 1 | 1 | 1 | 1 | 1 | 1 | 1 | 1 | 1 | 1 | 1 | 1 | 1 | 1 | 1 | 1 | 1 | 1 | 1 | 1 | 1 | 1
TN | solar-pv | solar pv | Fall | TN¦solar pv¦Fall | 1 | 1 | 1 | 1 | 1 | 1 | 1 | 1 | 1 | 1 | 1 | 1 | 1 | 1 | 1 | 1 | 1 | 1 | 1 | 1 | 1 | 1 | 1 | 1
TN | solar-pv | solar pv | Summer Peak | TN¦solar pv¦Summer Peak | 1 | 1 | 1 | 1 | 0.0978 | 0.7633 | 0.9233 | 0.8454 | 0.8848 | 0.8964 | 0.9325 | 0.9206 | 0.9471 | 0.9068 | 0.8811 | 0.9006 | 0.9595 | 0.66 | 1 | 1 | 1 | 1 | 1 | 1
TN | solar-pv | solar pv | Winter Peak | TN¦solar pv¦Winter Peak | 1 | 1 | 1 | 1 | 1 | 1 | 0.0592 | 0.2801 | 0.4057 | 0.4616 | 0.6324 | 0.7807 | 0.8733 | 1 | 0.8459 | 0.6814 | 0.2207 | 1 | 1 | 1 | 1 | 1 | 1 | 1
TN | solar-thermal | solar thermal | Winter | TN¦solar thermal¦Winter | 1 | 1 | 1 | 1 | 1 | 1 | 1 | 1 | 1 | 1 | 1 | 1 | 1 | 1 | 1 | 1 | 1 | 1 | 1 | 1 | 1 | 1 | 1 | 1
TN | solar-thermal | solar thermal | Spring | TN¦solar thermal¦Spring | 1 | 1 | 1 | 1 | 1 | 1 | 1 | 1 | 1 | 1 | 1 | 1 | 1 | 1 | 1 | 1 | 1 | 1 | 1 | 1 | 1 | 1 | 1 | 1
TN | solar-thermal | solar thermal | Summer | TN¦solar thermal¦Summer | 1 | 1 | 1 | 1 | 1 | 1 | 1 | 1 | 1 | 1 | 1 | 1 | 1 | 1 | 1 | 1 | 1 | 1 | 1 | 1 | 1 | 1 | 1 | 1
TN | solar-thermal | solar thermal | Fall | TN¦solar thermal¦Fall | 1 | 1 | 1 | 1 | 1 | 1 | 1 | 1 | 1 | 1 | 1 | 1 | 1 | 1 | 1 | 1 | 1 | 1 | 1 | 1 | 1 | 1 | 1 | 1
TN | solar-thermal | solar thermal | Summer Peak | TN¦solar thermal¦Summer Peak | 1 | 1 | 1 | 1 | 1 | 1 | 1 | 0 | 0.8639 | 1 | 1 | 0.9716 | 0.9672 | 1 | 1 | 1 | 1 | 1 | 1 | 0.9313 | 0.7022 | 1 | 1 | 1
TN | solar-thermal | solar thermal | Winter Peak | TN¦solar thermal¦Winter Peak | 1 | 1 | 1 | 1 | 1 | 1 | 1 | 1 | 1 | 0.2419 | 0.9532 | 0.8804 | 0.9782 | 0.9895 | 0.9927 | 1 | 1 | 1 | 0.8902 | 0 | 1 | 1 | 1 | 1
TN | offshore-wind | offshore wind | Winter | TN¦offshore wind¦Winter | 1 | 1 | 1 | 1 | 1 | 1 | 1 | 1 | 1 | 1 | 1 | 1 | 1 | 1 | 1 | 1 | 1 | 1 | 1 | 1 | 1 | 1 | 1 | 1
TN | offshore-wind | offshore wind | Spring | TN¦offshore wind¦Spring | 1 | 1 | 1 | 1 | 1 | 1 | 1 | 1 | 1 | 1 | 1 | 1 | 1 | 1 | 1 | 1 | 1 | 1 | 1 | 1 | 1 | 1 | 1 | 1
TN | offshore-wind | offshore wind | Summer | TN¦offshore wind¦Summer | 1 | 1 | 1 | 1 | 1 | 1 | 1 | 1 | 1 | 1 | 1 | 1 | 1 | 1 | 1 | 1 | 1 | 1 | 1 | 1 | 1 | 1 | 1 | 1
TN | offshore-wind | offshore wind | Fall | TN¦offshore wind¦Fall | 1 | 1 | 1 | 1 | 1 | 1 | 1 | 1 | 1 | 1 | 1 | 1 | 1 | 1 | 1 | 1 | 1 | 1 | 1 | 1 | 1 | 1 | 1 | 1
TN | offshore-wind | offshore wind | Summer Peak | TN¦offshore wind¦Summer Peak | 0.4081 | 0.4239 | 0.4576 | 0.5032 | 0.5365 | 0.594 | 0.6193 | 0.6886 | 0.7348 | 0.8435 | 0.782 | 0.7465 | 0.6369 | 0.6086 | 0.6434 | 0.6927 | 0.7145 | 0.7507 | 0.7249 | 0.6605 | 0.6914 | 0.6308 | 0.6343 | 0.6439
TN | offshore-wind | offshore wind | Winter Peak | TN¦offshore wind¦Winter Peak | 0.9531 | 0.9503 | 0.9554 | 0.9668 | 1 | 1 | 1 | 0.9921 | 0.9015 | 0.7978 | 0.7188 | 0.673 | 0.6086 | 0.5801 | 0.588 | 0.6102 | 0.6184 | 0.6091 | 0.6288 | 0.7289 | 0.8472 | 0.9222 | 0.8695 | 0.8054
TX | onshore-wind | onshore wind | Winter | TX¦onshore wind¦Winter | 1 | 1 | 1 | 1 | 1 | 1 | 1 | 1 | 1 | 1 | 1 | 1 | 1 | 1 | 1 | 1 | 1 | 1 | 1 | 1 | 1 | 1 | 1 | 1
TX | onshore-wind | onshore wind | Spring | TX¦onshore wind¦Spring | 1 | 1 | 1 | 1 | 1 | 1 | 1 | 1 | 1 | 1 | 1 | 1 | 1 | 1 | 1 | 1 | 1 | 1 | 1 | 1 | 1 | 1 | 1 | 1
TX | onshore-wind | onshore wind | Summer | TX¦onshore wind¦Summer | 1 | 1 | 1 | 1 | 1 | 1 | 1 | 1 | 1 | 1 | 1 | 1 | 1 | 1 | 1 | 1 | 1 | 1 | 1 | 1 | 1 | 1 | 1 | 1
TX | onshore-wind | onshore wind | Fall | TX¦onshore wind¦Fall | 1 | 1 | 1 | 1 | 1 | 1 | 1 | 1 | 1 | 1 | 1 | 1 | 1 | 1 | 1 | 1 | 1 | 1 | 1 | 1 | 1 | 1 | 1 | 1
TX | onshore-wind | onshore wind | Summer Peak | TX¦onshore wind¦Summer Peak | 0.7973 | 0.8137 | 0.7787 | 0.8073 | 0.7744 | 0.8086 | 0.9061 | 0.8529 | 0.6224 | 0.4813 | 0.5445 | 0.6036 | 0.7397 | 0.7715 | 0.7642 | 0.8251 | 0.8217 | 0.8004 | 0.7963 | 0.7716 | 0.7584 | 0.7201 | 0.7712 | 0.7993
TX | onshore-wind | onshore wind | Winter Peak | TX¦onshore wind¦Winter Peak | 0.8983 | 0.8189 | 0.8066 | 0.813 | 0.8487 | 0.833 | 0.8033 | 0.7906 | 0.7196 | 0.7459 | 0.6542 | 0.6951 | 0.7099 | 0.723 | 0.8348 | 0.8984 | 0.8426 | 0.7516 | 0.779 | 0.7446 | 0.6902 | 0.6941 | 0.7256 | 0.7589
TX | solar-pv | solar pv | Winter | TX¦solar pv¦Winter | 1 | 1 | 1 | 1 | 1 | 1 | 1 | 1 | 1 | 1 | 1 | 1 | 1 | 1 | 1 | 1 | 1 | 1 | 1 | 1 | 1 | 1 | 1 | 1
TX | solar-pv | solar pv | Spring | TX¦solar pv¦Spring | 1 | 1 | 1 | 1 | 1 | 1 | 1 | 1 | 1 | 1 | 1 | 1 | 1 | 1 | 1 | 1 | 1 | 1 | 1 | 1 | 1 | 1 | 1 | 1
TX | solar-pv | solar pv | Summer | TX¦solar pv¦Summer | 1 | 1 | 1 | 1 | 1 | 1 | 1 | 1 | 1 | 1 | 1 | 1 | 1 | 1 | 1 | 1 | 1 | 1 | 1 | 1 | 1 | 1 | 1 | 1
TX | solar-pv | solar pv | Fall | TX¦solar pv¦Fall | 1 | 1 | 1 | 1 | 1 | 1 | 1 | 1 | 1 | 1 | 1 | 1 | 1 | 1 | 1 | 1 | 1 | 1 | 1 | 1 | 1 | 1 | 1 | 1
TX | solar-pv | solar pv | Summer Peak | TX¦solar pv¦Summer Peak | 1 | 1 | 1 | 1 | 1 | 0.0153 | 0.8148 | 0.8174 | 0.8396 | 0.8788 | 0.9405 | 0.9738 | 0.9787 | 0.9729 | 0.9819 | 0.9746 | 0.9972 | 0.8741 | 0.6175 | 1 | 1 | 1 | 1 | 1
TX | solar-pv | solar pv | Winter Peak | TX¦solar pv¦Winter Peak | 1 | 1 | 1 | 1 | 1 | 1 | 1 | 0.2169 | 0.8572 | 0.8906 | 0.9133 | 0.9387 | 0.9725 | 0.969 | 0.961 | 0.917 | 0.8099 | 0 | 1 | 1 | 1 | 1 | 1 | 1
TX | solar-thermal | solar thermal | Winter | TX¦solar thermal¦Winter | 1 | 1 | 1 | 1 | 1 | 1 | 1 | 1 | 1 | 1 | 1 | 1 | 1 | 1 | 1 | 1 | 1 | 1 | 1 | 1 | 1 | 1 | 1 | 1
TX | solar-thermal | solar thermal | Spring | TX¦solar thermal¦Spring | 1 | 1 | 1 | 1 | 1 | 1 | 1 | 1 | 1 | 1 | 1 | 1 | 1 | 1 | 1 | 1 | 1 | 1 | 1 | 1 | 1 | 1 | 1 | 1
TX | solar-thermal | solar thermal | Summer | TX¦solar thermal¦Summer | 1 | 1 | 1 | 1 | 1 | 1 | 1 | 1 | 1 | 1 | 1 | 1 | 1 | 1 | 1 | 1 | 1 | 1 | 1 | 1 | 1 | 1 | 1 | 1
TX | solar-thermal | solar thermal | Fall | TX¦solar thermal¦Fall | 1 | 1 | 1 | 1 | 1 | 1 | 1 | 1 | 1 | 1 | 1 | 1 | 1 | 1 | 1 | 1 | 1 | 1 | 1 | 1 | 1 | 1 | 1 | 1
TX | solar-thermal | solar thermal | Summer Peak | TX¦solar thermal¦Summer Peak | 1 | 1 | 1 | 1 | 1 | 1 | 1 | 0 | 0.8639 | 1 | 1 | 0.9716 | 0.9672 | 1 | 1 | 1 | 1 | 1 | 1 | 0.9313 | 0.7022 | 1 | 1 | 1
TX | solar-thermal | solar thermal | Winter Peak | TX¦solar thermal¦Winter Peak | 1 | 1 | 1 | 1 | 1 | 1 | 1 | 1 | 1 | 0.2419 | 0.9532 | 0.8804 | 0.9782 | 0.9895 | 0.9927 | 1 | 1 | 1 | 0.8902 | 0 | 1 | 1 | 1 | 1
TX | offshore-wind | offshore wind | Winter | TX¦offshore wind¦Winter | 1 | 1 | 1 | 1 | 1 | 1 | 1 | 1 | 1 | 1 | 1 | 1 | 1 | 1 | 1 | 1 | 1 | 1 | 1 | 1 | 1 | 1 | 1 | 1
TX | offshore-wind | offshore wind | Spring | TX¦offshore wind¦Spring | 1 | 1 | 1 | 1 | 1 | 1 | 1 | 1 | 1 | 1 | 1 | 1 | 1 | 1 | 1 | 1 | 1 | 1 | 1 | 1 | 1 | 1 | 1 | 1
TX | offshore-wind | offshore wind | Summer | TX¦offshore wind¦Summer | 1 | 1 | 1 | 1 | 1 | 1 | 1 | 1 | 1 | 1 | 1 | 1 | 1 | 1 | 1 | 1 | 1 | 1 | 1 | 1 | 1 | 1 | 1 | 1
TX | offshore-wind | offshore wind | Fall | TX¦offshore wind¦Fall | 1 | 1 | 1 | 1 | 1 | 1 | 1 | 1 | 1 | 1 | 1 | 1 | 1 | 1 | 1 | 1 | 1 | 1 | 1 | 1 | 1 | 1 | 1 | 1
TX | offshore-wind | offshore wind | Summer Peak | TX¦offshore wind¦Summer Peak | 0.4081 | 0.4239 | 0.4576 | 0.5032 | 0.5365 | 0.594 | 0.6193 | 0.6886 | 0.7348 | 0.8435 | 0.782 | 0.7465 | 0.6369 | 0.6086 | 0.6434 | 0.6927 | 0.7145 | 0.7507 | 0.7249 | 0.6605 | 0.6914 | 0.6308 | 0.6343 | 0.6439
TX | offshore-wind | offshore wind | Winter Peak | TX¦offshore wind¦Winter Peak | 0.9531 | 0.9503 | 0.9554 | 0.9668 | 1 | 1 | 1 | 0.9921 | 0.9015 | 0.7978 | 0.7188 | 0.673 | 0.6086 | 0.5801 | 0.588 | 0.6102 | 0.6184 | 0.6091 | 0.6288 | 0.7289 | 0.8472 | 0.9222 | 0.8695 | 0.8054
UT | onshore-wind | onshore wind | Winter | UT¦onshore wind¦Winter | 1 | 1 | 1 | 1 | 1 | 1 | 1 | 1 | 1 | 1 | 1 | 1 | 1 | 1 | 1 | 1 | 1 | 1 | 1 | 1 | 1 | 1 | 1 | 1
UT | onshore-wind | onshore wind | Spring | UT¦onshore wind¦Spring | 1 | 1 | 1 | 1 | 1 | 1 | 1 | 1 | 1 | 1 | 1 | 1 | 1 | 1 | 1 | 1 | 1 | 1 | 1 | 1 | 1 | 1 | 1 | 1
UT | onshore-wind | onshore wind | Summer | UT¦onshore wind¦Summer | 1 | 1 | 1 | 1 | 1 | 1 | 1 | 1 | 1 | 1 | 1 | 1 | 1 | 1 | 1 | 1 | 1 | 1 | 1 | 1 | 1 | 1 | 1 | 1
UT | onshore-wind | onshore wind | Fall | UT¦onshore wind¦Fall | 1 | 1 | 1 | 1 | 1 | 1 | 1 | 1 | 1 | 1 | 1 | 1 | 1 | 1 | 1 | 1 | 1 | 1 | 1 | 1 | 1 | 1 | 1 | 1
UT | onshore-wind | onshore wind | Summer Peak | UT¦onshore wind¦Summer Peak | 0.882 | 0.8423 | 0.7802 | 0.7132 | 0.6566 | 0.5325 | 0.4694 | 0.5577 | 0.4506 | 0.4433 | 0.4192 | 0.4826 | 0.4393 | 0.5651 | 0.6068 | 0.6345 | 0.6139 | 0.6951 | 0.8064 | 0.7696 | 0.7237 | 0.8216 | 0.7592 | 0.6475
UT | onshore-wind | onshore wind | Winter Peak | UT¦onshore wind¦Winter Peak | 0.7007 | 0.7244 | 0.7285 | 0.7365 | 0.7584 | 0.7774 | 0.8071 | 0.7889 | 0.7645 | 0.7141 | 0.6871 | 0.6795 | 0.6617 | 0.6446 | 0.668 | 0.6952 | 0.7269 | 0.7421 | 0.7256 | 0.7148 | 0.7107 | 0.7354 | 0.7634 | 0.8019
UT | solar-pv | solar pv | Winter | UT¦solar pv¦Winter | 1 | 1 | 1 | 1 | 1 | 1 | 1 | 1 | 1 | 1 | 1 | 1 | 1 | 1 | 1 | 1 | 1 | 1 | 1 | 1 | 1 | 1 | 1 | 1
UT | solar-pv | solar pv | Spring | UT¦solar pv¦Spring | 1 | 1 | 1 | 1 | 1 | 1 | 1 | 1 | 1 | 1 | 1 | 1 | 1 | 1 | 1 | 1 | 1 | 1 | 1 | 1 | 1 | 1 | 1 | 1
UT | solar-pv | solar pv | Summer | UT¦solar pv¦Summer | 1 | 1 | 1 | 1 | 1 | 1 | 1 | 1 | 1 | 1 | 1 | 1 | 1 | 1 | 1 | 1 | 1 | 1 | 1 | 1 | 1 | 1 | 1 | 1
UT | solar-pv | solar pv | Fall | UT¦solar pv¦Fall | 1 | 1 | 1 | 1 | 1 | 1 | 1 | 1 | 1 | 1 | 1 | 1 | 1 | 1 | 1 | 1 | 1 | 1 | 1 | 1 | 1 | 1 | 1 | 1
UT | solar-pv | solar pv | Summer Peak | UT¦solar pv¦Summer Peak | 1 | 1 | 1 | 1 | 1 | 0.7263 | 0.8551 | 0.9474 | 0.9749 | 0.99 | 1 | 0.9788 | 0.9658 | 0.8434 | 0.8389 | 0.8378 | 0.7712 | 0.712 | 0.1528 | 1 | 1 | 1 | 1 | 1
UT | solar-pv | solar pv | Winter Peak | UT¦solar pv¦Winter Peak | 1 | 1 | 1 | 1 | 1 | 1 | 1 | 0.6968 | 0.8484 | 0.9415 | 0.9675 | 0.954 | 0.9827 | 0.9962 | 0.9851 | 0.8253 | 0.0319 | 1 | 1 | 1 | 1 | 1 | 1 | 1
UT | solar-thermal | solar thermal | Winter | UT¦solar thermal¦Winter | 1 | 1 | 1 | 1 | 1 | 1 | 1 | 1 | 1 | 1 | 1 | 1 | 1 | 1 | 1 | 1 | 1 | 1 | 1 | 1 | 1 | 1 | 1 | 1
UT | solar-thermal | solar thermal | Spring | UT¦solar thermal¦Spring | 1 | 1 | 1 | 1 | 1 | 1 | 1 | 1 | 1 | 1 | 1 | 1 | 1 | 1 | 1 | 1 | 1 | 1 | 1 | 1 | 1 | 1 | 1 | 1
UT | solar-thermal | solar thermal | Summer | UT¦solar thermal¦Summer | 1 | 1 | 1 | 1 | 1 | 1 | 1 | 1 | 1 | 1 | 1 | 1 | 1 | 1 | 1 | 1 | 1 | 1 | 1 | 1 | 1 | 1 | 1 | 1
UT | solar-thermal | solar thermal | Fall | UT¦solar thermal¦Fall | 1 | 1 | 1 | 1 | 1 | 1 | 1 | 1 | 1 | 1 | 1 | 1 | 1 | 1 | 1 | 1 | 1 | 1 | 1 | 1 | 1 | 1 | 1 | 1
UT | solar-thermal | solar thermal | Summer Peak | UT¦solar thermal¦Summer Peak | 1 | 1 | 1 | 1 | 1 | 1 | 1 | 0 | 0.8639 | 1 | 1 | 0.9716 | 0.9672 | 1 | 1 | 1 | 1 | 1 | 1 | 0.9313 | 0.7022 | 1 | 1 | 1
UT | solar-thermal | solar thermal | Winter Peak | UT¦solar thermal¦Winter Peak | 1 | 1 | 1 | 1 | 1 | 1 | 1 | 1 | 1 | 0.2419 | 0.9532 | 0.8804 | 0.9782 | 0.9895 | 0.9927 | 1 | 1 | 1 | 0.8902 | 0 | 1 | 1 | 1 | 1
UT | offshore-wind | offshore wind | Winter | UT¦offshore wind¦Winter | 1 | 1 | 1 | 1 | 1 | 1 | 1 | 1 | 1 | 1 | 1 | 1 | 1 | 1 | 1 | 1 | 1 | 1 | 1 | 1 | 1 | 1 | 1 | 1
UT | offshore-wind | offshore wind | Spring | UT¦offshore wind¦Spring | 1 | 1 | 1 | 1 | 1 | 1 | 1 | 1 | 1 | 1 | 1 | 1 | 1 | 1 | 1 | 1 | 1 | 1 | 1 | 1 | 1 | 1 | 1 | 1
UT | offshore-wind | offshore wind | Summer | UT¦offshore wind¦Summer | 1 | 1 | 1 | 1 | 1 | 1 | 1 | 1 | 1 | 1 | 1 | 1 | 1 | 1 | 1 | 1 | 1 | 1 | 1 | 1 | 1 | 1 | 1 | 1
UT | offshore-wind | offshore wind | Fall | UT¦offshore wind¦Fall | 1 | 1 | 1 | 1 | 1 | 1 | 1 | 1 | 1 | 1 | 1 | 1 | 1 | 1 | 1 | 1 | 1 | 1 | 1 | 1 | 1 | 1 | 1 | 1
UT | offshore-wind | offshore wind | Summer Peak | UT¦offshore wind¦Summer Peak | 0.4081 | 0.4239 | 0.4576 | 0.5032 | 0.5365 | 0.594 | 0.6193 | 0.6886 | 0.7348 | 0.8435 | 0.782 | 0.7465 | 0.6369 | 0.6086 | 0.6434 | 0.6927 | 0.7145 | 0.7507 | 0.7249 | 0.6605 | 0.6914 | 0.6308 | 0.6343 | 0.6439
UT | offshore-wind | offshore wind | Winter Peak | UT¦offshore wind¦Winter Peak | 0.9531 | 0.9503 | 0.9554 | 0.9668 | 1 | 1 | 1 | 0.9921 | 0.9015 | 0.7978 | 0.7188 | 0.673 | 0.6086 | 0.5801 | 0.588 | 0.6102 | 0.6184 | 0.6091 | 0.6288 | 0.7289 | 0.8472 | 0.9222 | 0.8695 | 0.8054
VA | onshore-wind | onshore wind | Winter | VA¦onshore wind¦Winter | 1 | 1 | 1 | 1 | 1 | 1 | 1 | 1 | 1 | 1 | 1 | 1 | 1 | 1 | 1 | 1 | 1 | 1 | 1 | 1 | 1 | 1 | 1 | 1
VA | onshore-wind | onshore wind | Spring | VA¦onshore wind¦Spring | 1 | 1 | 1 | 1 | 1 | 1 | 1 | 1 | 1 | 1 | 1 | 1 | 1 | 1 | 1 | 1 | 1 | 1 | 1 | 1 | 1 | 1 | 1 | 1
VA | onshore-wind | onshore wind | Summer | VA¦onshore wind¦Summer | 1 | 1 | 1 | 1 | 1 | 1 | 1 | 1 | 1 | 1 | 1 | 1 | 1 | 1 | 1 | 1 | 1 | 1 | 1 | 1 | 1 | 1 | 1 | 1
VA | onshore-wind | onshore wind | Fall | VA¦onshore wind¦Fall | 1 | 1 | 1 | 1 | 1 | 1 | 1 | 1 | 1 | 1 | 1 | 1 | 1 | 1 | 1 | 1 | 1 | 1 | 1 | 1 | 1 | 1 | 1 | 1
VA | onshore-wind | onshore wind | Summer Peak | VA¦onshore wind¦Summer Peak | 0.6062 | 0.6379 | 0.5584 | 0.4791 | 0.6177 | 0.5953 | 0.5082 | 0.5425 | 0.5984 | 0.64 | 0.6269 | 0.2286 | 0.2892 | 0.247 | 0.2765 | 0.2915 | 0.4291 | 0.5415 | 0.8865 | 0.501 | 0.5461 | 0.5487 | 0.4468 | 0.3447
VA | onshore-wind | onshore wind | Winter Peak | VA¦onshore wind¦Winter Peak | 0.524 | 0.4649 | 0.4053 | 0.4103 | 0.402 | 0.4241 | 0.3853 | 0.3446 | 0.3589 | 0.3032 | 0.3112 | 0.3745 | 0.3261 | 0.3128 | 0.3233 | 0.3757 | 0.5311 | 0.6891 | 0.636 | 0.7624 | 0.7935 | 0.7947 | 0.7196 | 0.668
VA | solar-pv | solar pv | Winter | VA¦solar pv¦Winter | 1 | 1 | 1 | 1 | 1 | 1 | 1 | 1 | 1 | 1 | 1 | 1 | 1 | 1 | 1 | 1 | 1 | 1 | 1 | 1 | 1 | 1 | 1 | 1
VA | solar-pv | solar pv | Spring | VA¦solar pv¦Spring | 1 | 1 | 1 | 1 | 1 | 1 | 1 | 1 | 1 | 1 | 1 | 1 | 1 | 1 | 1 | 1 | 1 | 1 | 1 | 1 | 1 | 1 | 1 | 1
VA | solar-pv | solar pv | Summer | VA¦solar pv¦Summer | 1 | 1 | 1 | 1 | 1 | 1 | 1 | 1 | 1 | 1 | 1 | 1 | 1 | 1 | 1 | 1 | 1 | 1 | 1 | 1 | 1 | 1 | 1 | 1
VA | solar-pv | solar pv | Fall | VA¦solar pv¦Fall | 1 | 1 | 1 | 1 | 1 | 1 | 1 | 1 | 1 | 1 | 1 | 1 | 1 | 1 | 1 | 1 | 1 | 1 | 1 | 1 | 1 | 1 | 1 | 1
VA | solar-pv | solar pv | Summer Peak | VA¦solar pv¦Summer Peak | 1 | 1 | 1 | 1 | 1 | 0.5611 | 0.9425 | 0.9609 | 0.9257 | 0.9099 | 0.8817 | 0.8602 | 0.8493 | 0.8523 | 0.7635 | 0.6496 | 0.539 | 0.4418 | 0.0559 | 1 | 1 | 1 | 1 | 1
VA | solar-pv | solar pv | Winter Peak | VA¦solar pv¦Winter Peak | 1 | 1 | 1 | 1 | 1 | 1 | 1 | 0.2567 | 0.36 | 0.5157 | 0.6351 | 0.819 | 0.8387 | 0.6423 | 0.3699 | 0.2133 | 0.0233 | 1 | 1 | 1 | 1 | 1 | 1 | 1
VA | solar-thermal | solar thermal | Winter | VA¦solar thermal¦Winter | 1 | 1 | 1 | 1 | 1 | 1 | 1 | 1 | 1 | 1 | 1 | 1 | 1 | 1 | 1 | 1 | 1 | 1 | 1 | 1 | 1 | 1 | 1 | 1
VA | solar-thermal | solar thermal | Spring | VA¦solar thermal¦Spring | 1 | 1 | 1 | 1 | 1 | 1 | 1 | 1 | 1 | 1 | 1 | 1 | 1 | 1 | 1 | 1 | 1 | 1 | 1 | 1 | 1 | 1 | 1 | 1
VA | solar-thermal | solar thermal | Summer | VA¦solar thermal¦Summer | 1 | 1 | 1 | 1 | 1 | 1 | 1 | 1 | 1 | 1 | 1 | 1 | 1 | 1 | 1 | 1 | 1 | 1 | 1 | 1 | 1 | 1 | 1 | 1
VA | solar-thermal | solar thermal | Fall | VA¦solar thermal¦Fall | 1 | 1 | 1 | 1 | 1 | 1 | 1 | 1 | 1 | 1 | 1 | 1 | 1 | 1 | 1 | 1 | 1 | 1 | 1 | 1 | 1 | 1 | 1 | 1
VA | solar-thermal | solar thermal | Summer Peak | VA¦solar thermal¦Summer Peak | 1 | 1 | 1 | 1 | 1 | 1 | 1 | 0 | 0.8639 | 1 | 1 | 0.9716 | 0.9672 | 1 | 1 | 1 | 1 | 1 | 1 | 0.9313 | 0.7022 | 1 | 1 | 1
VA | solar-thermal | solar thermal | Winter Peak | VA¦solar thermal¦Winter Peak | 1 | 1 | 1 | 1 | 1 | 1 | 1 | 1 | 1 | 0.2419 | 0.9532 | 0.8804 | 0.9782 | 0.9895 | 0.9927 | 1 | 1 | 1 | 0.8902 | 0 | 1 | 1 | 1 | 1
VA | offshore-wind | offshore wind | Winter | VA¦offshore wind¦Winter | 1 | 1 | 1 | 1 | 1 | 1 | 1 | 1 | 1 | 1 | 1 | 1 | 1 | 1 | 1 | 1 | 1 | 1 | 1 | 1 | 1 | 1 | 1 | 1
VA | offshore-wind | offshore wind | Spring | VA¦offshore wind¦Spring | 1 | 1 | 1 | 1 | 1 | 1 | 1 | 1 | 1 | 1 | 1 | 1 | 1 | 1 | 1 | 1 | 1 | 1 | 1 | 1 | 1 | 1 | 1 | 1
VA | offshore-wind | offshore wind | Summer | VA¦offshore wind¦Summer | 1 | 1 | 1 | 1 | 1 | 1 | 1 | 1 | 1 | 1 | 1 | 1 | 1 | 1 | 1 | 1 | 1 | 1 | 1 | 1 | 1 | 1 | 1 | 1
VA | offshore-wind | offshore wind | Fall | VA¦offshore wind¦Fall | 1 | 1 | 1 | 1 | 1 | 1 | 1 | 1 | 1 | 1 | 1 | 1 | 1 | 1 | 1 | 1 | 1 | 1 | 1 | 1 | 1 | 1 | 1 | 1
VA | offshore-wind | offshore wind | Summer Peak | VA¦offshore wind¦Summer Peak | 0.2834 | 0.277 | 0.3441 | 0.5559 | 0.6034 | 0.6239 | 0.5154 | 0.4122 | 0.3795 | 0.3768 | 0.4552 | 0.3927 | 0.3423 | 0.2955 | 0.2531 | 0.2281 | 0.208 | 0.2163 | 0.1442 | 0.1359 | 0.2272 | 0.3216 | 0.4075 | 0.3773
VA | offshore-wind | offshore wind | Winter Peak | VA¦offshore wind¦Winter Peak | 0.6259 | 0.5926 | 0.5301 | 0.504 | 0.4175 | 0.3459 | 0.2559 | 0.2357 | 0.2062 | 0.1819 | 0.1884 | 0.2799 | 0.3035 | 0.3635 | 0.4701 | 0.544 | 0.6146 | 0.6471 | 0.6479 | 0.9829 | 1 | 0.9834 | 0.8155 | 0.7192
VT | onshore-wind | onshore wind | Winter | VT¦onshore wind¦Winter | 1 | 1 | 1 | 1 | 1 | 1 | 1 | 1 | 1 | 1 | 1 | 1 | 1 | 1 | 1 | 1 | 1 | 1 | 1 | 1 | 1 | 1 | 1 | 1
VT | onshore-wind | onshore wind | Spring | VT¦onshore wind¦Spring | 1 | 1 | 1 | 1 | 1 | 1 | 1 | 1 | 1 | 1 | 1 | 1 | 1 | 1 | 1 | 1 | 1 | 1 | 1 | 1 | 1 | 1 | 1 | 1
VT | onshore-wind | onshore wind | Summer | VT¦onshore wind¦Summer | 1 | 1 | 1 | 1 | 1 | 1 | 1 | 1 | 1 | 1 | 1 | 1 | 1 | 1 | 1 | 1 | 1 | 1 | 1 | 1 | 1 | 1 | 1 | 1
VT | onshore-wind | onshore wind | Fall | VT¦onshore wind¦Fall | 1 | 1 | 1 | 1 | 1 | 1 | 1 | 1 | 1 | 1 | 1 | 1 | 1 | 1 | 1 | 1 | 1 | 1 | 1 | 1 | 1 | 1 | 1 | 1
VT | onshore-wind | onshore wind | Summer Peak | VT¦onshore wind¦Summer Peak | 0.9206 | 0.8058 | 0.6641 | 0.5677 | 0.6177 | 0.5893 | 0.3394 | 0.2293 | 0.2516 | 0.34 | 0.4905 | 0.5169 | 0.3864 | 0.4991 | 0.6143 | 0.3299 | 0.2256 | 0.4621 | 0.5055 | 0.3592 | 0.3126 | 0.4226 | 0.4836 | 0.574
VT | onshore-wind | onshore wind | Winter Peak | VT¦onshore wind¦Winter Peak | 0.9803 | 0.996 | 1 | 1 | 0.964 | 0.969 | 0.9307 | 0.8512 | 0.7107 | 0.6553 | 0.6366 | 0.6525 | 0.7034 | 0.4339 | 0.2894 | 0.2779 | 0.3435 | 0.477 | 0.5332 | 0.3989 | 0.6258 | 0.6761 | 0.5695 | 0.6392
VT | solar-pv | solar pv | Winter | VT¦solar pv¦Winter | 1 | 1 | 1 | 1 | 1 | 1 | 1 | 1 | 1 | 1 | 1 | 1 | 1 | 1 | 1 | 1 | 1 | 1 | 1 | 1 | 1 | 1 | 1 | 1
VT | solar-pv | solar pv | Spring | VT¦solar pv¦Spring | 1 | 1 | 1 | 1 | 1 | 1 | 1 | 1 | 1 | 1 | 1 | 1 | 1 | 1 | 1 | 1 | 1 | 1 | 1 | 1 | 1 | 1 | 1 | 1
VT | solar-pv | solar pv | Summer | VT¦solar pv¦Summer | 1 | 1 | 1 | 1 | 1 | 1 | 1 | 1 | 1 | 1 | 1 | 1 | 1 | 1 | 1 | 1 | 1 | 1 | 1 | 1 | 1 | 1 | 1 | 1
VT | solar-pv | solar pv | Fall | VT¦solar pv¦Fall | 1 | 1 | 1 | 1 | 1 | 1 | 1 | 1 | 1 | 1 | 1 | 1 | 1 | 1 | 1 | 1 | 1 | 1 | 1 | 1 | 1 | 1 | 1 | 1
VT | solar-pv | solar pv | Summer Peak | VT¦solar pv¦Summer Peak | 1 | 1 | 1 | 1 | 0.4462 | 0.8748 | 1 | 1 | 1 | 1 | 1 | 0.9475 | 0.9653 | 0.9324 | 0.961 | 0.9372 | 0.9397 | 0.9713 | 1 | 1 | 1 | 1 | 1 | 1
VT | solar-pv | solar pv | Winter Peak | VT¦solar pv¦Winter Peak | 1 | 1 | 1 | 1 | 1 | 1 | 0.3749 | 0.7211 | 0.7428 | 0.9341 | 0.9208 | 0.9832 | 0.9787 | 0.962 | 0.8936 | 0.1997 | 1 | 1 | 1 | 1 | 1 | 1 | 1 | 1
VT | solar-thermal | solar thermal | Winter | VT¦solar thermal¦Winter | 1 | 1 | 1 | 1 | 1 | 1 | 1 | 1 | 1 | 1 | 1 | 1 | 1 | 1 | 1 | 1 | 1 | 1 | 1 | 1 | 1 | 1 | 1 | 1
VT | solar-thermal | solar thermal | Spring | VT¦solar thermal¦Spring | 1 | 1 | 1 | 1 | 1 | 1 | 1 | 1 | 1 | 1 | 1 | 1 | 1 | 1 | 1 | 1 | 1 | 1 | 1 | 1 | 1 | 1 | 1 | 1
VT | solar-thermal | solar thermal | Summer | VT¦solar thermal¦Summer | 1 | 1 | 1 | 1 | 1 | 1 | 1 | 1 | 1 | 1 | 1 | 1 | 1 | 1 | 1 | 1 | 1 | 1 | 1 | 1 | 1 | 1 | 1 | 1
VT | solar-thermal | solar thermal | Fall | VT¦solar thermal¦Fall | 1 | 1 | 1 | 1 | 1 | 1 | 1 | 1 | 1 | 1 | 1 | 1 | 1 | 1 | 1 | 1 | 1 | 1 | 1 | 1 | 1 | 1 | 1 | 1
VT | solar-thermal | solar thermal | Summer Peak | VT¦solar thermal¦Summer Peak | 1 | 1 | 1 | 1 | 1 | 1 | 1 | 0 | 0.8639 | 1 | 1 | 0.9716 | 0.9672 | 1 | 1 | 1 | 1 | 1 | 1 | 0.9313 | 0.7022 | 1 | 1 | 1
VT | solar-thermal | solar thermal | Winter Peak | VT¦solar thermal¦Winter Peak | 1 | 1 | 1 | 1 | 1 | 1 | 1 | 1 | 1 | 0.2419 | 0.9532 | 0.8804 | 0.9782 | 0.9895 | 0.9927 | 1 | 1 | 1 | 0.8902 | 0 | 1 | 1 | 1 | 1
VT | offshore-wind | offshore wind | Winter | VT¦offshore wind¦Winter | 1 | 1 | 1 | 1 | 1 | 1 | 1 | 1 | 1 | 1 | 1 | 1 | 1 | 1 | 1 | 1 | 1 | 1 | 1 | 1 | 1 | 1 | 1 | 1
VT | offshore-wind | offshore wind | Spring | VT¦offshore wind¦Spring | 1 | 1 | 1 | 1 | 1 | 1 | 1 | 1 | 1 | 1 | 1 | 1 | 1 | 1 | 1 | 1 | 1 | 1 | 1 | 1 | 1 | 1 | 1 | 1
VT | offshore-wind | offshore wind | Summer | VT¦offshore wind¦Summer | 1 | 1 | 1 | 1 | 1 | 1 | 1 | 1 | 1 | 1 | 1 | 1 | 1 | 1 | 1 | 1 | 1 | 1 | 1 | 1 | 1 | 1 | 1 | 1
VT | offshore-wind | offshore wind | Fall | VT¦offshore wind¦Fall | 1 | 1 | 1 | 1 | 1 | 1 | 1 | 1 | 1 | 1 | 1 | 1 | 1 | 1 | 1 | 1 | 1 | 1 | 1 | 1 | 1 | 1 | 1 | 1
VT | offshore-wind | offshore wind | Summer Peak | VT¦offshore wind¦Summer Peak | 0.2045 | 0.1729 | 0.1455 | 0.1237 | 0.1063 | 0.1008 | 0.0909 | 0.0824 | 0.0834 | 0.1069 | 0.1365 | 0.1101 | 0.1295 | 0.1589 | 0.1636 | 0.129 | 0.1275 | 0.125 | 0.1149 | 0.139 | 0.1526 | 0.1245 | 0.0763 | 0.0718
VT | offshore-wind | offshore wind | Winter Peak | VT¦offshore wind¦Winter Peak | 0.9453 | 0.8715 | 0.8807 | 0.8986 | 0.8541 | 0.6949 | 0.6359 | 0.7751 | 0.879 | 0.8176 | 0.696 | 0.618 | 0.601 | 0.6724 | 0.7803 | 0.6984 | 0.7091 | 0.6387 | 0.5228 | 0.3953 | 0.3301 | 0.2704 | 0.2059 | 0.2087
WA | onshore-wind | onshore wind | Winter | WA¦onshore wind¦Winter | 1 | 1 | 1 | 1 | 1 | 1 | 1 | 1 | 1 | 1 | 1 | 1 | 1 | 1 | 1 | 1 | 1 | 1 | 1 | 1 | 1 | 1 | 1 | 1
WA | onshore-wind | onshore wind | Spring | WA¦onshore wind¦Spring | 1 | 1 | 1 | 1 | 1 | 1 | 1 | 1 | 1 | 1 | 1 | 1 | 1 | 1 | 1 | 1 | 1 | 1 | 1 | 1 | 1 | 1 | 1 | 1
WA | onshore-wind | onshore wind | Summer | WA¦onshore wind¦Summer | 1 | 1 | 1 | 1 | 1 | 1 | 1 | 1 | 1 | 1 | 1 | 1 | 1 | 1 | 1 | 1 | 1 | 1 | 1 | 1 | 1 | 1 | 1 | 1
WA | onshore-wind | onshore wind | Fall | WA¦onshore wind¦Fall | 1 | 1 | 1 | 1 | 1 | 1 | 1 | 1 | 1 | 1 | 1 | 1 | 1 | 1 | 1 | 1 | 1 | 1 | 1 | 1 | 1 | 1 | 1 | 1
WA | onshore-wind | onshore wind | Summer Peak | WA¦onshore wind¦Summer Peak | 0.416 | 0.4551 | 0.5192 | 0.5658 | 0.6135 | 0.6933 | 0.8135 | 0.7636 | 0.6915 | 0.6926 | 0.6929 | 0.5595 | 0.4789 | 0.4381 | 0.4322 | 0.4323 | 0.4519 | 0.619 | 0.6469 | 0.6761 | 0.6879 | 0.6674 | 0.7557 | 0.7358
WA | onshore-wind | onshore wind | Winter Peak | WA¦onshore wind¦Winter Peak | 0.5944 | 0.6128 | 0.6306 | 0.5799 | 0.5456 | 0.5392 | 0.5429 | 0.5251 | 0.4192 | 0.401 | 0.4015 | 0.4063 | 0.3786 | 0.4113 | 0.4399 | 0.3969 | 0.4353 | 0.4317 | 0.4658 | 0.465 | 0.4297 | 0.4333 | 0.4239 | 0.3853
WA | solar-pv | solar pv | Winter | WA¦solar pv¦Winter | 1 | 1 | 1 | 1 | 1 | 1 | 1 | 1 | 1 | 1 | 1 | 1 | 1 | 1 | 1 | 1 | 1 | 1 | 1 | 1 | 1 | 1 | 1 | 1
WA | solar-pv | solar pv | Spring | WA¦solar pv¦Spring | 1 | 1 | 1 | 1 | 1 | 1 | 1 | 1 | 1 | 1 | 1 | 1 | 1 | 1 | 1 | 1 | 1 | 1 | 1 | 1 | 1 | 1 | 1 | 1
WA | solar-pv | solar pv | Summer | WA¦solar pv¦Summer | 1 | 1 | 1 | 1 | 1 | 1 | 1 | 1 | 1 | 1 | 1 | 1 | 1 | 1 | 1 | 1 | 1 | 1 | 1 | 1 | 1 | 1 | 1 | 1
WA | solar-pv | solar pv | Fall | WA¦solar pv¦Fall | 1 | 1 | 1 | 1 | 1 | 1 | 1 | 1 | 1 | 1 | 1 | 1 | 1 | 1 | 1 | 1 | 1 | 1 | 1 | 1 | 1 | 1 | 1 | 1
WA | solar-pv | solar pv | Summer Peak | WA¦solar pv¦Summer Peak | 1 | 1 | 1 | 1 | 0.1714 | 0.7805 | 0.9643 | 1 | 1 | 0.9828 | 0.9702 | 0.9646 | 0.9741 | 0.9746 | 0.9368 | 0.9182 | 0.8071 | 0.5301 | 0.0277 | 1 | 1 | 1 | 1 | 1
WA | solar-pv | solar pv | Winter Peak | WA¦solar pv¦Winter Peak | 1 | 1 | 1 | 1 | 1 | 1 | 0.7062 | 0.8464 | 0.9641 | 0.9522 | 0.9761 | 0.9978 | 0.977 | 0.9098 | 0.832 | 0.6254 | 0.0008 | 1 | 1 | 1 | 1 | 1 | 1 | 1
WA | solar-thermal | solar thermal | Winter | WA¦solar thermal¦Winter | 1 | 1 | 1 | 1 | 1 | 1 | 1 | 1 | 1 | 1 | 1 | 1 | 1 | 1 | 1 | 1 | 1 | 1 | 1 | 1 | 1 | 1 | 1 | 1
WA | solar-thermal | solar thermal | Spring | WA¦solar thermal¦Spring | 1 | 1 | 1 | 1 | 1 | 1 | 1 | 1 | 1 | 1 | 1 | 1 | 1 | 1 | 1 | 1 | 1 | 1 | 1 | 1 | 1 | 1 | 1 | 1
WA | solar-thermal | solar thermal | Summer | WA¦solar thermal¦Summer | 1 | 1 | 1 | 1 | 1 | 1 | 1 | 1 | 1 | 1 | 1 | 1 | 1 | 1 | 1 | 1 | 1 | 1 | 1 | 1 | 1 | 1 | 1 | 1
WA | solar-thermal | solar thermal | Fall | WA¦solar thermal¦Fall | 1 | 1 | 1 | 1 | 1 | 1 | 1 | 1 | 1 | 1 | 1 | 1 | 1 | 1 | 1 | 1 | 1 | 1 | 1 | 1 | 1 | 1 | 1 | 1
WA | solar-thermal | solar thermal | Summer Peak | WA¦solar thermal¦Summer Peak | 1 | 1 | 1 | 1 | 1 | 1 | 1 | 0 | 0.8639 | 1 | 1 | 0.9716 | 0.9672 | 1 | 1 | 1 | 1 | 1 | 1 | 0.9313 | 0.7022 | 1 | 1 | 1
WA | solar-thermal | solar thermal | Winter Peak | WA¦solar thermal¦Winter Peak | 1 | 1 | 1 | 1 | 1 | 1 | 1 | 1 | 1 | 0.2419 | 0.9532 | 0.8804 | 0.9782 | 0.9895 | 0.9927 | 1 | 1 | 1 | 0.8902 | 0 | 1 | 1 | 1 | 1
WA | offshore-wind | offshore wind | Winter | WA¦offshore wind¦Winter | 1 | 1 | 1 | 1 | 1 | 1 | 1 | 1 | 1 | 1 | 1 | 1 | 1 | 1 | 1 | 1 | 1 | 1 | 1 | 1 | 1 | 1 | 1 | 1
WA | offshore-wind | offshore wind | Spring | WA¦offshore wind¦Spring | 1 | 1 | 1 | 1 | 1 | 1 | 1 | 1 | 1 | 1 | 1 | 1 | 1 | 1 | 1 | 1 | 1 | 1 | 1 | 1 | 1 | 1 | 1 | 1
WA | offshore-wind | offshore wind | Summer | WA¦offshore wind¦Summer | 1 | 1 | 1 | 1 | 1 | 1 | 1 | 1 | 1 | 1 | 1 | 1 | 1 | 1 | 1 | 1 | 1 | 1 | 1 | 1 | 1 | 1 | 1 | 1
WA | offshore-wind | offshore wind | Fall | WA¦offshore wind¦Fall | 1 | 1 | 1 | 1 | 1 | 1 | 1 | 1 | 1 | 1 | 1 | 1 | 1 | 1 | 1 | 1 | 1 | 1 | 1 | 1 | 1 | 1 | 1 | 1
WA | offshore-wind | offshore wind | Summer Peak | WA¦offshore wind¦Summer Peak | 0.4081 | 0.4239 | 0.4576 | 0.5032 | 0.5365 | 0.594 | 0.6193 | 0.6886 | 0.7348 | 0.8435 | 0.782 | 0.7465 | 0.6369 | 0.6086 | 0.6434 | 0.6927 | 0.7145 | 0.7507 | 0.7249 | 0.6605 | 0.6914 | 0.6308 | 0.6343 | 0.6439
WA | offshore-wind | offshore wind | Winter Peak | WA¦offshore wind¦Winter Peak | 0.9531 | 0.9503 | 0.9554 | 0.9668 | 1 | 1 | 1 | 0.9921 | 0.9015 | 0.7978 | 0.7188 | 0.673 | 0.6086 | 0.5801 | 0.588 | 0.6102 | 0.6184 | 0.6091 | 0.6288 | 0.7289 | 0.8472 | 0.9222 | 0.8695 | 0.8054
WI | onshore-wind | onshore wind | Winter | WI¦onshore wind¦Winter | 1 | 1 | 1 | 1 | 1 | 1 | 1 | 1 | 1 | 1 | 1 | 1 | 1 | 1 | 1 | 1 | 1 | 1 | 1 | 1 | 1 | 1 | 1 | 1
WI | onshore-wind | onshore wind | Spring | WI¦onshore wind¦Spring | 1 | 1 | 1 | 1 | 1 | 1 | 1 | 1 | 1 | 1 | 1 | 1 | 1 | 1 | 1 | 1 | 1 | 1 | 1 | 1 | 1 | 1 | 1 | 1
WI | onshore-wind | onshore wind | Summer | WI¦onshore wind¦Summer | 1 | 1 | 1 | 1 | 1 | 1 | 1 | 1 | 1 | 1 | 1 | 1 | 1 | 1 | 1 | 1 | 1 | 1 | 1 | 1 | 1 | 1 | 1 | 1
WI | onshore-wind | onshore wind | Fall | WI¦onshore wind¦Fall | 1 | 1 | 1 | 1 | 1 | 1 | 1 | 1 | 1 | 1 | 1 | 1 | 1 | 1 | 1 | 1 | 1 | 1 | 1 | 1 | 1 | 1 | 1 | 1
WI | onshore-wind | onshore wind | Summer Peak | WI¦onshore wind¦Summer Peak | 0.3851 | 0.3385 | 0.2948 | 0.2908 | 0.3034 | 0.4242 | 0.3197 | 0.2563 | 0.2247 | 0.2046 | 0.234 | 0.2897 | 0.3238 | 0.3945 | 0.3243 | 0.3364 | 0.3419 | 0.4232 | 0.4813 | 0.3824 | 0.292 | 0.2891 | 0.3571 | 0.3658
WI | onshore-wind | onshore wind | Winter Peak | WI¦onshore wind¦Winter Peak | 0.5368 | 0.5292 | 0.3326 | 0.2425 | 0.2513 | 0.3647 | 0.3027 | 0.3474 | 0.2094 | 0.1678 | 0.2467 | 0.3526 | 0.3818 | 0.4305 | 0.3519 | 0.3933 | 0.4714 | 0.3908 | 0.3006 | 0.2944 | 0.398 | 0.5105 | 0.6189 | 0.7537
WI | solar-pv | solar pv | Winter | WI¦solar pv¦Winter | 1 | 1 | 1 | 1 | 1 | 1 | 1 | 1 | 1 | 1 | 1 | 1 | 1 | 1 | 1 | 1 | 1 | 1 | 1 | 1 | 1 | 1 | 1 | 1
WI | solar-pv | solar pv | Spring | WI¦solar pv¦Spring | 1 | 1 | 1 | 1 | 1 | 1 | 1 | 1 | 1 | 1 | 1 | 1 | 1 | 1 | 1 | 1 | 1 | 1 | 1 | 1 | 1 | 1 | 1 | 1
WI | solar-pv | solar pv | Summer | WI¦solar pv¦Summer | 1 | 1 | 1 | 1 | 1 | 1 | 1 | 1 | 1 | 1 | 1 | 1 | 1 | 1 | 1 | 1 | 1 | 1 | 1 | 1 | 1 | 1 | 1 | 1
WI | solar-pv | solar pv | Fall | WI¦solar pv¦Fall | 1 | 1 | 1 | 1 | 1 | 1 | 1 | 1 | 1 | 1 | 1 | 1 | 1 | 1 | 1 | 1 | 1 | 1 | 1 | 1 | 1 | 1 | 1 | 1
WI | solar-pv | solar pv | Summer Peak | WI¦solar pv¦Summer Peak | 1 | 1 | 1 | 1 | 0.0643 | 0.8477 | 0.9854 | 0.9893 | 0.9768 | 0.9846 | 0.9611 | 0.9648 | 0.96 | 0.956 | 0.9647 | 0.9557 | 0.9325 | 0.8866 | 0.0345 | 1 | 1 | 1 | 1 | 1
WI | solar-pv | solar pv | Winter Peak | WI¦solar pv¦Winter Peak | 1 | 1 | 1 | 1 | 1 | 1 | 1 | 0.655 | 0.6361 | 0.6402 | 0.644 | 0.6276 | 0.5635 | 0.4498 | 0.4284 | 0.3842 | 0 | 1 | 1 | 1 | 1 | 1 | 1 | 1
WI | solar-thermal | solar thermal | Winter | WI¦solar thermal¦Winter | 1 | 1 | 1 | 1 | 1 | 1 | 1 | 1 | 1 | 1 | 1 | 1 | 1 | 1 | 1 | 1 | 1 | 1 | 1 | 1 | 1 | 1 | 1 | 1
WI | solar-thermal | solar thermal | Spring | WI¦solar thermal¦Spring | 1 | 1 | 1 | 1 | 1 | 1 | 1 | 1 | 1 | 1 | 1 | 1 | 1 | 1 | 1 | 1 | 1 | 1 | 1 | 1 | 1 | 1 | 1 | 1
WI | solar-thermal | solar thermal | Summer | WI¦solar thermal¦Summer | 1 | 1 | 1 | 1 | 1 | 1 | 1 | 1 | 1 | 1 | 1 | 1 | 1 | 1 | 1 | 1 | 1 | 1 | 1 | 1 | 1 | 1 | 1 | 1
WI | solar-thermal | solar thermal | Fall | WI¦solar thermal¦Fall | 1 | 1 | 1 | 1 | 1 | 1 | 1 | 1 | 1 | 1 | 1 | 1 | 1 | 1 | 1 | 1 | 1 | 1 | 1 | 1 | 1 | 1 | 1 | 1
WI | solar-thermal | solar thermal | Summer Peak | WI¦solar thermal¦Summer Peak | 1 | 1 | 1 | 1 | 1 | 1 | 1 | 0 | 0.8639 | 1 | 1 | 0.9716 | 0.9672 | 1 | 1 | 1 | 1 | 1 | 1 | 0.9313 | 0.7022 | 1 | 1 | 1
WI | solar-thermal | solar thermal | Winter Peak | WI¦solar thermal¦Winter Peak | 1 | 1 | 1 | 1 | 1 | 1 | 1 | 1 | 1 | 0.2419 | 0.9532 | 0.8804 | 0.9782 | 0.9895 | 0.9927 | 1 | 1 | 1 | 0.8902 | 0 | 1 | 1 | 1 | 1
WI | offshore-wind | offshore wind | Winter | WI¦offshore wind¦Winter | 1 | 1 | 1 | 1 | 1 | 1 | 1 | 1 | 1 | 1 | 1 | 1 | 1 | 1 | 1 | 1 | 1 | 1 | 1 | 1 | 1 | 1 | 1 | 1
WI | offshore-wind | offshore wind | Spring | WI¦offshore wind¦Spring | 1 | 1 | 1 | 1 | 1 | 1 | 1 | 1 | 1 | 1 | 1 | 1 | 1 | 1 | 1 | 1 | 1 | 1 | 1 | 1 | 1 | 1 | 1 | 1
WI | offshore-wind | offshore wind | Summer | WI¦offshore wind¦Summer | 1 | 1 | 1 | 1 | 1 | 1 | 1 | 1 | 1 | 1 | 1 | 1 | 1 | 1 | 1 | 1 | 1 | 1 | 1 | 1 | 1 | 1 | 1 | 1
WI | offshore-wind | offshore wind | Fall | WI¦offshore wind¦Fall | 1 | 1 | 1 | 1 | 1 | 1 | 1 | 1 | 1 | 1 | 1 | 1 | 1 | 1 | 1 | 1 | 1 | 1 | 1 | 1 | 1 | 1 | 1 | 1
WI | offshore-wind | offshore wind | Summer Peak | WI¦offshore wind¦Summer Peak | 0.4081 | 0.4239 | 0.4576 | 0.5032 | 0.5365 | 0.594 | 0.6193 | 0.6886 | 0.7348 | 0.8435 | 0.782 | 0.7465 | 0.6369 | 0.6086 | 0.6434 | 0.6927 | 0.7145 | 0.7507 | 0.7249 | 0.6605 | 0.6914 | 0.6308 | 0.6343 | 0.6439
WI | offshore-wind | offshore wind | Winter Peak | WI¦offshore wind¦Winter Peak | 0.9531 | 0.9503 | 0.9554 | 0.9668 | 1 | 1 | 1 | 0.9921 | 0.9015 | 0.7978 | 0.7188 | 0.673 | 0.6086 | 0.5801 | 0.588 | 0.6102 | 0.6184 | 0.6091 | 0.6288 | 0.7289 | 0.8472 | 0.9222 | 0.8695 | 0.8054
WV | onshore-wind | onshore wind | Winter | WV¦onshore wind¦Winter | 1 | 1 | 1 | 1 | 1 | 1 | 1 | 1 | 1 | 1 | 1 | 1 | 1 | 1 | 1 | 1 | 1 | 1 | 1 | 1 | 1 | 1 | 1 | 1
WV | onshore-wind | onshore wind | Spring | WV¦onshore wind¦Spring | 1 | 1 | 1 | 1 | 1 | 1 | 1 | 1 | 1 | 1 | 1 | 1 | 1 | 1 | 1 | 1 | 1 | 1 | 1 | 1 | 1 | 1 | 1 | 1
WV | onshore-wind | onshore wind | Summer | WV¦onshore wind¦Summer | 1 | 1 | 1 | 1 | 1 | 1 | 1 | 1 | 1 | 1 | 1 | 1 | 1 | 1 | 1 | 1 | 1 | 1 | 1 | 1 | 1 | 1 | 1 | 1
WV | onshore-wind | onshore wind | Fall | WV¦onshore wind¦Fall | 1 | 1 | 1 | 1 | 1 | 1 | 1 | 1 | 1 | 1 | 1 | 1 | 1 | 1 | 1 | 1 | 1 | 1 | 1 | 1 | 1 | 1 | 1 | 1
WV | onshore-wind | onshore wind | Summer Peak | WV¦onshore wind¦Summer Peak | 0.9213 | 0.928 | 0.9529 | 0.9494 | 0.9344 | 0.9422 | 0.9618 | 0.916 | 0.817 | 0.7732 | 0.7672 | 0.7559 | 0.6911 | 0.7569 | 0.8218 | 0.8394 | 0.8623 | 0.8938 | 0.9103 | 0.9335 | 0.929 | 0.9536 | 0.9761 | 0.9895
WV | onshore-wind | onshore wind | Winter Peak | WV¦onshore wind¦Winter Peak | 0.8839 | 0.8569 | 0.8389 | 0.8246 | 0.8097 | 0.7799 | 0.7956 | 0.8067 | 0.8546 | 0.8916 | 0.9459 | 0.9592 | 0.972 | 0.9603 | 0.8889 | 0.8507 | 0.9267 | 0.8877 | 0.8751 | 0.8409 | 0.8108 | 0.8073 | 0.7985 | 0.7899
WV | solar-pv | solar pv | Winter | WV¦solar pv¦Winter | 1 | 1 | 1 | 1 | 1 | 1 | 1 | 1 | 1 | 1 | 1 | 1 | 1 | 1 | 1 | 1 | 1 | 1 | 1 | 1 | 1 | 1 | 1 | 1
WV | solar-pv | solar pv | Spring | WV¦solar pv¦Spring | 1 | 1 | 1 | 1 | 1 | 1 | 1 | 1 | 1 | 1 | 1 | 1 | 1 | 1 | 1 | 1 | 1 | 1 | 1 | 1 | 1 | 1 | 1 | 1
WV | solar-pv | solar pv | Summer | WV¦solar pv¦Summer | 1 | 1 | 1 | 1 | 1 | 1 | 1 | 1 | 1 | 1 | 1 | 1 | 1 | 1 | 1 | 1 | 1 | 1 | 1 | 1 | 1 | 1 | 1 | 1
WV | solar-pv | solar pv | Fall | WV¦solar pv¦Fall | 1 | 1 | 1 | 1 | 1 | 1 | 1 | 1 | 1 | 1 | 1 | 1 | 1 | 1 | 1 | 1 | 1 | 1 | 1 | 1 | 1 | 1 | 1 | 1
WV | solar-pv | solar pv | Summer Peak | WV¦solar pv¦Summer Peak | 1 | 1 | 1 | 1 | 0.233 | 0.728 | 0.8801 | 0.9252 | 0.9471 | 0.95 | 0.971 | 0.9739 | 0.9701 | 0.9658 | 0.9631 | 0.9674 | 0.9411 | 0.9547 | 0.942 | 0.8796 | 0.7914 | 0.792 | 1 | 1
WV | solar-pv | solar pv | Winter Peak | WV¦solar pv¦Winter Peak | 1 | 1 | 1 | 1 | 1 | 1 | 1 | 0.9182 | 0.8898 | 0.8779 | 0.8809 | 0.9029 | 0.932 | 0.927 | 0.8971 | 0.8721 | 0.8442 | 0.8612 | 0.69 | 0.02 | 1 | 1 | 1 | 1
WV | solar-thermal | solar thermal | Winter | WV¦solar thermal¦Winter | 1 | 1 | 1 | 1 | 1 | 1 | 1 | 1 | 1 | 1 | 1 | 1 | 1 | 1 | 1 | 1 | 1 | 1 | 1 | 1 | 1 | 1 | 1 | 1
WV | solar-thermal | solar thermal | Spring | WV¦solar thermal¦Spring | 1 | 1 | 1 | 1 | 1 | 1 | 1 | 1 | 1 | 1 | 1 | 1 | 1 | 1 | 1 | 1 | 1 | 1 | 1 | 1 | 1 | 1 | 1 | 1
WV | solar-thermal | solar thermal | Summer | WV¦solar thermal¦Summer | 1 | 1 | 1 | 1 | 1 | 1 | 1 | 1 | 1 | 1 | 1 | 1 | 1 | 1 | 1 | 1 | 1 | 1 | 1 | 1 | 1 | 1 | 1 | 1
WV | solar-thermal | solar thermal | Fall | WV¦solar thermal¦Fall | 1 | 1 | 1 | 1 | 1 | 1 | 1 | 1 | 1 | 1 | 1 | 1 | 1 | 1 | 1 | 1 | 1 | 1 | 1 | 1 | 1 | 1 | 1 | 1
WV | solar-thermal | solar thermal | Summer Peak | WV¦solar thermal¦Summer Peak | 1 | 1 | 1 | 1 | 1 | 1 | 1 | 0 | 0.8639 | 1 | 1 | 0.9716 | 0.9672 | 1 | 1 | 1 | 1 | 1 | 1 | 0.9313 | 0.7022 | 1 | 1 | 1
WV | solar-thermal | solar thermal | Winter Peak | WV¦solar thermal¦Winter Peak | 1 | 1 | 1 | 1 | 1 | 1 | 1 | 1 | 1 | 0.2419 | 0.9532 | 0.8804 | 0.9782 | 0.9895 | 0.9927 | 1 | 1 | 1 | 0.8902 | 0 | 1 | 1 | 1 | 1
WV | offshore-wind | offshore wind | Winter | WV¦offshore wind¦Winter | 1 | 1 | 1 | 1 | 1 | 1 | 1 | 1 | 1 | 1 | 1 | 1 | 1 | 1 | 1 | 1 | 1 | 1 | 1 | 1 | 1 | 1 | 1 | 1
WV | offshore-wind | offshore wind | Spring | WV¦offshore wind¦Spring | 1 | 1 | 1 | 1 | 1 | 1 | 1 | 1 | 1 | 1 | 1 | 1 | 1 | 1 | 1 | 1 | 1 | 1 | 1 | 1 | 1 | 1 | 1 | 1
WV | offshore-wind | offshore wind | Summer | WV¦offshore wind¦Summer | 1 | 1 | 1 | 1 | 1 | 1 | 1 | 1 | 1 | 1 | 1 | 1 | 1 | 1 | 1 | 1 | 1 | 1 | 1 | 1 | 1 | 1 | 1 | 1
WV | offshore-wind | offshore wind | Fall | WV¦offshore wind¦Fall | 1 | 1 | 1 | 1 | 1 | 1 | 1 | 1 | 1 | 1 | 1 | 1 | 1 | 1 | 1 | 1 | 1 | 1 | 1 | 1 | 1 | 1 | 1 | 1
WV | offshore-wind | offshore wind | Summer Peak | WV¦offshore wind¦Summer Peak | 0.4081 | 0.4239 | 0.4576 | 0.5032 | 0.5365 | 0.594 | 0.6193 | 0.6886 | 0.7348 | 0.8435 | 0.782 | 0.7465 | 0.6369 | 0.6086 | 0.6434 | 0.6927 | 0.7145 | 0.7507 | 0.7249 | 0.6605 | 0.6914 | 0.6308 | 0.6343 | 0.6439
WV | offshore-wind | offshore wind | Winter Peak | WV¦offshore wind¦Winter Peak | 0.9531 | 0.9503 | 0.9554 | 0.9668 | 1 | 1 | 1 | 0.9921 | 0.9015 | 0.7978 | 0.7188 | 0.673 | 0.6086 | 0.5801 | 0.588 | 0.6102 | 0.6184 | 0.6091 | 0.6288 | 0.7289 | 0.8472 | 0.9222 | 0.8695 | 0.8054
WY | onshore-wind | onshore wind | Winter | WY¦onshore wind¦Winter | 1 | 1 | 1 | 1 | 1 | 1 | 1 | 1 | 1 | 1 | 1 | 1 | 1 | 1 | 1 | 1 | 1 | 1 | 1 | 1 | 1 | 1 | 1 | 1
WY | onshore-wind | onshore wind | Spring | WY¦onshore wind¦Spring | 1 | 1 | 1 | 1 | 1 | 1 | 1 | 1 | 1 | 1 | 1 | 1 | 1 | 1 | 1 | 1 | 1 | 1 | 1 | 1 | 1 | 1 | 1 | 1
WY | onshore-wind | onshore wind | Summer | WY¦onshore wind¦Summer | 1 | 1 | 1 | 1 | 1 | 1 | 1 | 1 | 1 | 1 | 1 | 1 | 1 | 1 | 1 | 1 | 1 | 1 | 1 | 1 | 1 | 1 | 1 | 1
WY | onshore-wind | onshore wind | Fall | WY¦onshore wind¦Fall | 1 | 1 | 1 | 1 | 1 | 1 | 1 | 1 | 1 | 1 | 1 | 1 | 1 | 1 | 1 | 1 | 1 | 1 | 1 | 1 | 1 | 1 | 1 | 1
WY | onshore-wind | onshore wind | Summer Peak | WY¦onshore wind¦Summer Peak | 0.5504 | 0.5409 | 0.5675 | 0.5263 | 0.4845 | 0.6254 | 0.5571 | 0.384 | 0.3805 | 0.2702 | 0.4466 | 0.6117 | 0.568 | 0.5528 | 0.5612 | 0.5183 | 0.4054 | 0.5834 | 0.8076 | 0.7321 | 0.8127 | 0.8096 | 0.8805 | 0.8761
WY | onshore-wind | onshore wind | Winter Peak | WY¦onshore wind¦Winter Peak | 0.6834 | 0.6505 | 0.652 | 0.6257 | 0.5542 | 0.4698 | 0.3821 | 0.2925 | 0.2052 | 0.1848 | 0.2211 | 0.3982 | 0.5125 | 0.5199 | 0.5259 | 0.4744 | 0.4534 | 0.4935 | 0.5547 | 0.5809 | 0.5963 | 0.5986 | 0.6181 | 0.6621
WY | solar-pv | solar pv | Winter | WY¦solar pv¦Winter | 1 | 1 | 1 | 1 | 1 | 1 | 1 | 1 | 1 | 1 | 1 | 1 | 1 | 1 | 1 | 1 | 1 | 1 | 1 | 1 | 1 | 1 | 1 | 1
WY | solar-pv | solar pv | Spring | WY¦solar pv¦Spring | 1 | 1 | 1 | 1 | 1 | 1 | 1 | 1 | 1 | 1 | 1 | 1 | 1 | 1 | 1 | 1 | 1 | 1 | 1 | 1 | 1 | 1 | 1 | 1
WY | solar-pv | solar pv | Summer | WY¦solar pv¦Summer | 1 | 1 | 1 | 1 | 1 | 1 | 1 | 1 | 1 | 1 | 1 | 1 | 1 | 1 | 1 | 1 | 1 | 1 | 1 | 1 | 1 | 1 | 1 | 1
WY | solar-pv | solar pv | Fall | WY¦solar pv¦Fall | 1 | 1 | 1 | 1 | 1 | 1 | 1 | 1 | 1 | 1 | 1 | 1 | 1 | 1 | 1 | 1 | 1 | 1 | 1 | 1 | 1 | 1 | 1 | 1
WY | solar-pv | solar pv | Summer Peak | WY¦solar pv¦Summer Peak | 1 | 1 | 1 | 1 | 0.4597 | 0.7669 | 0.9392 | 0.9617 | 0.9637 | 0.9732 | 0.9812 | 0.9774 | 1 | 0.9885 | 0.9477 | 0.9447 | 0.7955 | 0.5474 | 0.0264 | 1 | 1 | 1 | 1 | 1
WY | solar-pv | solar pv | Winter Peak | WY¦solar pv¦Winter Peak | 1 | 1 | 1 | 1 | 1 | 1 | 0.5782 | 0.7951 | 0.9048 | 0.936 | 0.968 | 0.9639 | 0.9614 | 0.9386 | 0.9773 | 0.4352 | 0.0051 | 1 | 1 | 1 | 1 | 1 | 1 | 1
WY | solar-thermal | solar thermal | Winter | WY¦solar thermal¦Winter | 1 | 1 | 1 | 1 | 1 | 1 | 1 | 1 | 1 | 1 | 1 | 1 | 1 | 1 | 1 | 1 | 1 | 1 | 1 | 1 | 1 | 1 | 1 | 1
WY | solar-thermal | solar thermal | Spring | WY¦solar thermal¦Spring | 1 | 1 | 1 | 1 | 1 | 1 | 1 | 1 | 1 | 1 | 1 | 1 | 1 | 1 | 1 | 1 | 1 | 1 | 1 | 1 | 1 | 1 | 1 | 1
WY | solar-thermal | solar thermal | Summer | WY¦solar thermal¦Summer | 1 | 1 | 1 | 1 | 1 | 1 | 1 | 1 | 1 | 1 | 1 | 1 | 1 | 1 | 1 | 1 | 1 | 1 | 1 | 1 | 1 | 1 | 1 | 1
WY | solar-thermal | solar thermal | Fall | WY¦solar thermal¦Fall | 1 | 1 | 1 | 1 | 1 | 1 | 1 | 1 | 1 | 1 | 1 | 1 | 1 | 1 | 1 | 1 | 1 | 1 | 1 | 1 | 1 | 1 | 1 | 1
WY | solar-thermal | solar thermal | Summer Peak | WY¦solar thermal¦Summer Peak | 1 | 1 | 1 | 1 | 1 | 1 | 1 | 0 | 0.8639 | 1 | 1 | 0.9716 | 0.9672 | 1 | 1 | 1 | 1 | 1 | 1 | 0.9313 | 0.7022 | 1 | 1 | 1
WY | solar-thermal | solar thermal | Winter Peak | WY¦solar thermal¦Winter Peak | 1 | 1 | 1 | 1 | 1 | 1 | 1 | 1 | 1 | 0.2419 | 0.9532 | 0.8804 | 0.9782 | 0.9895 | 0.9927 | 1 | 1 | 1 | 0.8902 | 0 | 1 | 1 | 1 | 1
WY | offshore-wind | offshore wind | Winter | WY¦offshore wind¦Winter | 1 | 1 | 1 | 1 | 1 | 1 | 1 | 1 | 1 | 1 | 1 | 1 | 1 | 1 | 1 | 1 | 1 | 1 | 1 | 1 | 1 | 1 | 1 | 1
WY | offshore-wind | offshore wind | Spring | WY¦offshore wind¦Spring | 1 | 1 | 1 | 1 | 1 | 1 | 1 | 1 | 1 | 1 | 1 | 1 | 1 | 1 | 1 | 1 | 1 | 1 | 1 | 1 | 1 | 1 | 1 | 1
WY | offshore-wind | offshore wind | Summer | WY¦offshore wind¦Summer | 1 | 1 | 1 | 1 | 1 | 1 | 1 | 1 | 1 | 1 | 1 | 1 | 1 | 1 | 1 | 1 | 1 | 1 | 1 | 1 | 1 | 1 | 1 | 1
WY | offshore-wind | offshore wind | Fall | WY¦offshore wind¦Fall | 1 | 1 | 1 | 1 | 1 | 1 | 1 | 1 | 1 | 1 | 1 | 1 | 1 | 1 | 1 | 1 | 1 | 1 | 1 | 1 | 1 | 1 | 1 | 1
WY | offshore-wind | offshore wind | Summer Peak | WY¦offshore wind¦Summer Peak | 0.4081 | 0.4239 | 0.4576 | 0.5032 | 0.5365 | 0.594 | 0.6193 | 0.6886 | 0.7348 | 0.8435 | 0.782 | 0.7465 | 0.6369 | 0.6086 | 0.6434 | 0.6927 | 0.7145 | 0.7507 | 0.7249 | 0.6605 | 0.6914 | 0.6308 | 0.6343 | 0.6439
WY | offshore-wind | offshore wind | Winter Peak | WY¦offshore wind¦Winter Peak | 0.9531 | 0.9503 | 0.9554 | 0.9668 | 1 | 1 | 1 | 0.9921 | 0.9015 | 0.7978 | 0.7188 | 0.673 | 0.6086 | 0.5801 | 0.588 | 0.6102 | 0.6184 | 0.6091 | 0.6288 | 0.7289 | 0.8472 | 0.9222 | 0.8695 | 0.8054

## Calcs
SECTION 1 — hydro ELCCAfR per state
What ELCCAfR does each state's hydro file get? Three groups: a researched value (Keys hydro_fixed), a credit target divided by the state's MCF (Keys hydro_target), or 1.0 (the MCF already carries the hydrology). The ALL-CAPS column is what the ELCCAfR-hydro output tab reads.
state | Peak availability already in MCF (hydro MCF, 2025) | Researched value (blank = not a fixed state) | Credit target (blank = not a target state) | HYDRO ELCCAFR USED IN THE OUTPUT FILE fixed / ROUND(target/MCF,4) / 1.0 | Resulting peak credit = MCF x ELCCAfR | CHECK: target states land on target? 1 = problem
AL | 0.78857 |  |  | 1 | 0.78857 | 0
AR | 0.70997 |  |  | 1 | 0.70997 | 0
AZ | 0.86868 |  | 0.55 | 0.6331 | 0.54996 | 0
CA | 0.77985 |  |  | 1 | 0.77985 | 0
CO | 0.91567 |  | 0.7 | 0.7645 | 0.70003 | 0
CT | 0.75283 |  |  | 1 | 0.75283 | 0
DE | 0.73608 |  |  | 1 | 0.73608 | 0
FL | 1 | 0.5004 |  | 0.5004 | 0.5004 | 0
GA | 0.8129 |  |  | 1 | 0.8129 | 0
IA | 0.8658 |  | 0.75 | 0.8663 | 0.75004 | 0
ID | 0.83619 |  |  | 1 | 0.83619 | 0
IL | 0.43059 |  |  | 1 | 0.43059 | 0
IN | 0.75654 |  |  | 1 | 0.75654 | 0
KS | 0.54662 |  |  | 1 | 0.54662 | 0
KY | 0.64641 |  |  | 1 | 0.64641 | 0
LA | 0.75773 |  |  | 1 | 0.75773 | 0
MA | 0.5999 |  |  | 1 | 0.5999 | 0
MD | 0.49823 |  |  | 1 | 0.49823 | 0
ME | 0.74844 |  |  | 1 | 0.74844 | 0
MI | 0.78509 |  |  | 1 | 0.78509 | 0
MN | 0.88972 |  | 0.75 | 0.843 | 0.75003 | 0
MO | 0.54088 |  |  | 1 | 0.54088 | 0
MS | 0.70354 |  |  | 1 | 0.70354 | 0
MT | 0.77946 |  |  | 1 | 0.77946 | 0
NC | 0.78747 |  |  | 1 | 0.78747 | 0
ND | 1 | 0.4727 |  | 0.4727 | 0.4727 | 0
NE | 0.80721 |  |  | 1 | 0.80721 | 0
NH | 0.35568 |  |  | 1 | 0.35568 | 0
NJ | 0.45817 |  |  | 1 | 0.45817 | 0
NM | 0.2996 |  |  | 1 | 0.2996 | 0
NV | 0.96957 |  | 0.4 | 0.4126 | 0.40004 | 0
NY | 0.90316 |  | 0.9 | 0.9965 | 0.9 | 0
OH | 0.80702 |  |  | 1 | 0.80702 | 0
OK | 0.87068 |  | 0.75 | 0.8614 | 0.75001 | 0
OR | 1 | 0.75 |  | 0.75 | 0.75 | 0
PA | 0.44725 |  |  | 1 | 0.44725 | 0
RI | 0.43117 |  |  | 1 | 0.43117 | 0
SC | 0.29378 |  |  | 1 | 0.29378 | 0
SD | 0.93392 |  | 0.75 | 0.8031 | 0.75003 | 0
TN | 0.92208 |  | 0.75 | 0.8134 | 0.75002 | 0
TX | 0.48582 |  |  | 1 | 0.48582 | 0
UT | 0.73716 |  |  | 1 | 0.73716 | 0
VA | 0.62505 |  |  | 1 | 0.62505 | 0
VT | 1 | 0.36 |  | 0.36 | 0.36 | 0
WA | 0.71941 |  |  | 1 | 0.71941 | 0
WI | 0.91465 |  | 0.75 | 0.82 | 0.75001 | 0
WV | 0.64202 |  |  | 1 | 0.64202 | 0
WY | 1 | 0.4854 |  | 0.4854 | 0.4854 | 0
SECTION 2 — nuclear ELCCAfR per state, slice and hour
What ELCCAfR makes nuclear's peak credit exactly the availability target in every hour? ELCCAfR = ROUND(target / (SYSHECF x HYECFCA-2025), 4) for states with a nuclear fleet; states without one keep the committed 0.9. Values above 1.0 are corrections to an energy CF, not physical ELCCs. The hour columns are what the ELCCAfR-nuclear output tab reads.
state | slice | key state¦slice | Has nuclear fleet? (from Src_BHRaSYC_nuclear) | Energy calibration multiplier (HYECFCA 2025) | Hour0 | Hour1 | Hour2 | Hour3 | Hour4 | Hour5 | Hour6 | Hour7 | Hour8 | Hour9 | Hour10 | Hour11 | Hour12 | Hour13 | Hour14 | Hour15 | Hour16 | Hour17 | Hour18 | Hour19 | Hour20 | Hour21 | Hour22 | Hour23 | CHECK: credit at Hour0 = target? (gated rows) 1 = problem
AL | Winter | AL¦Winter | 1 | 0.97915 | 1.0913 | 1.0913 | 1.0913 | 1.0913 | 1.0913 | 1.0913 | 1.0913 | 1.0913 | 1.0913 | 1.0913 | 1.0913 | 1.0913 | 1.0913 | 1.0913 | 1.0913 | 1.0913 | 1.0913 | 1.0913 | 1.0913 | 1.0913 | 1.0913 | 1.0913 | 1.0913 | 1.0913 | 0
AL | Spring | AL¦Spring | 1 | 0.97915 | 1.0913 | 1.0913 | 1.0913 | 1.0913 | 1.0913 | 1.0913 | 1.0913 | 1.0913 | 1.0913 | 1.0913 | 1.0913 | 1.0913 | 1.0913 | 1.0913 | 1.0913 | 1.0913 | 1.0913 | 1.0913 | 1.0913 | 1.0913 | 1.0913 | 1.0913 | 1.0913 | 1.0913 | 0
AL | Summer | AL¦Summer | 1 | 0.97915 | 1.0913 | 1.0913 | 1.0913 | 1.0913 | 1.0913 | 1.0913 | 1.0915 | 1.0913 | 1.0913 | 1.0913 | 1.0913 | 1.0913 | 1.0913 | 1.0913 | 1.0913 | 1.0913 | 1.0913 | 1.0913 | 1.0913 | 1.0913 | 1.0913 | 1.0913 | 1.0913 | 1.0913 | 0
AL | Fall | AL¦Fall | 1 | 0.97915 | 1.0913 | 1.0913 | 1.0913 | 1.0913 | 1.0913 | 1.0966 | 1.0932 | 1.0913 | 1.0913 | 1.0913 | 1.0913 | 1.0913 | 1.0913 | 1.0913 | 1.0913 | 1.0913 | 1.0913 | 1.0913 | 1.0913 | 1.0913 | 1.0913 | 1.0913 | 1.0913 | 1.0913 | 0
AL | Summer Peak | AL¦Summer Peak | 1 | 0.97915 | 1.0913 | 1.0913 | 1.0913 | 1.0913 | 1.0913 | 1.0913 | 1.0913 | 1.0913 | 1.0913 | 1.0913 | 1.0913 | 1.0913 | 1.0913 | 1.0913 | 1.0913 | 1.0913 | 1.0913 | 1.0913 | 1.0913 | 1.0913 | 1.0913 | 1.0913 | 1.0913 | 1.0913 | 0
AL | Winter Peak | AL¦Winter Peak | 1 | 0.97915 | 1.0913 | 1.0913 | 1.0913 | 1.0913 | 1.0913 | 1.0913 | 1.0913 | 1.0913 | 1.0913 | 1.0913 | 1.0913 | 1.0913 | 1.0913 | 1.0913 | 1.0913 | 1.0913 | 1.0913 | 1.0913 | 1.0913 | 1.0913 | 1.0913 | 1.0913 | 1.0913 | 1.0913 | 0
AR | Winter | AR¦Winter | 1 | 1.0183 | 1.0155 | 1.0155 | 1.0155 | 1.0155 | 1.0155 | 1.0155 | 1.0155 | 1.0155 | 1.0155 | 1.0155 | 1.0155 | 1.0155 | 1.0155 | 1.0155 | 1.0155 | 1.0155 | 1.0155 | 1.0155 | 1.0155 | 1.0155 | 1.0155 | 1.0155 | 1.0155 | 1.0155 | 0
AR | Spring | AR¦Spring | 1 | 1.0183 | 1.0155 | 1.0155 | 1.0155 | 1.0155 | 1.0155 | 1.0222 | 1.0222 | 1.0155 | 1.0155 | 1.0155 | 1.0155 | 1.0155 | 1.0155 | 1.0155 | 1.0155 | 1.0155 | 1.0155 | 1.0155 | 1.0155 | 1.0155 | 1.0155 | 1.0155 | 1.0155 | 1.0155 | 0
AR | Summer | AR¦Summer | 1 | 1.0183 | 1.0155 | 1.0155 | 1.0155 | 1.0155 | 1.0155 | 1.021 | 1.021 | 1.0155 | 1.0155 | 1.0155 | 1.0155 | 1.0155 | 1.0155 | 1.0155 | 1.0155 | 1.0155 | 1.0155 | 1.0155 | 1.0155 | 1.0155 | 1.0155 | 1.0155 | 1.0155 | 1.0155 | 0
AR | Fall | AR¦Fall | 1 | 1.0183 | 1.0155 | 1.0155 | 1.0155 | 1.0155 | 1.0155 | 1.0197 | 1.017 | 1.0155 | 1.0155 | 1.0155 | 1.0155 | 1.0155 | 1.0155 | 1.0155 | 1.0155 | 1.0155 | 1.0155 | 1.0155 | 1.0155 | 1.0155 | 1.0155 | 1.0155 | 1.0155 | 1.0155 | 0
AR | Summer Peak | AR¦Summer Peak | 1 | 1.0183 | 1.0155 | 1.0155 | 1.0155 | 1.0155 | 1.0155 | 1.0155 | 1.0155 | 1.0155 | 1.0155 | 1.0155 | 1.0155 | 1.0155 | 1.0155 | 1.0155 | 1.0155 | 1.0155 | 1.0155 | 1.0155 | 1.0155 | 1.0155 | 1.0155 | 1.0155 | 1.0155 | 1.0155 | 0
AR | Winter Peak | AR¦Winter Peak | 1 | 1.0183 | 1.0155 | 1.0155 | 1.0155 | 1.0155 | 1.0155 | 1.0155 | 1.0155 | 1.0155 | 1.0155 | 1.0155 | 1.0155 | 1.0155 | 1.0155 | 1.0155 | 1.0155 | 1.0155 | 1.0155 | 1.0155 | 1.0155 | 1.0155 | 1.0155 | 1.0155 | 1.0155 | 1.0155 | 0
AZ | Winter | AZ¦Winter | 1 | 0.98321 | 1.0537 | 1.0537 | 1.0537 | 1.0537 | 1.0537 | 1.0537 | 1.0564 | 1.1631 | 1.2152 | 1.2161 | 1.1833 | 1.1668 | 1.1658 | 1.1616 | 1.1767 | 1.1623 | 1.089 | 1.0541 | 1.0537 | 1.0537 | 1.0537 | 1.0537 | 1.0537 | 1.0537 | 0
AZ | Spring | AZ¦Spring | 1 | 0.98321 | 1.0537 | 1.0537 | 1.0537 | 1.0537 | 1.0537 | 1.0537 | 1.0537 | 1.0537 | 1.0602 | 1.0587 | 1.0555 | 1.0546 | 1.055 | 1.055 | 1.0613 | 1.0576 | 1.0537 | 1.0537 | 1.0537 | 1.0537 | 1.0537 | 1.0537 | 1.0537 | 1.0537 | 0
AZ | Summer | AZ¦Summer | 1 | 0.98321 | 1.0537 | 1.0537 | 1.0537 | 1.0537 | 1.0537 | 1.0537 | 1.0537 | 1.0537 | 1.0537 | 1.0537 | 1.0537 | 1.0537 | 1.0537 | 1.0537 | 1.0537 | 1.0537 | 1.0537 | 1.0537 | 1.0537 | 1.0537 | 1.0537 | 1.0537 | 1.0537 | 1.0537 | 0
AZ | Fall | AZ¦Fall | 1 | 0.98321 | 1.0537 | 1.0537 | 1.0537 | 1.0537 | 1.0537 | 1.0537 | 1.0577 | 1.1919 | 1.2104 | 1.1249 | 1.0771 | 1.0692 | 1.069 | 1.0653 | 1.0653 | 1.0614 | 1.0575 | 1.0537 | 1.0537 | 1.0537 | 1.0537 | 1.0537 | 1.0537 | 1.0537 | 0
AZ | Summer Peak | AZ¦Summer Peak | 1 | 0.98321 | 1.0537 | 1.0537 | 1.0537 | 1.0537 | 1.0537 | 1.0537 | 1.0537 | 1.096 | 1.0851 | 1.054 | 1.0537 | 1.0537 | 1.0537 | 1.0537 | 1.0537 | 1.0537 | 1.0537 | 1.0537 | 1.0537 | 1.0537 | 1.0537 | 1.0537 | 1.0537 | 1.0537 | 0
AZ | Winter Peak | AZ¦Winter Peak | 1 | 0.98321 | 1.0537 | 1.0537 | 1.0537 | 1.0537 | 1.0537 | 1.0537 | 1.0537 | 1.0537 | 1.0882 | 1.0986 | 1.0842 | 1.0842 | 1.0842 | 1.0842 | 1.1169 | 1.0842 | 1.0637 | 1.0537 | 1.0537 | 1.0537 | 1.0537 | 1.0537 | 1.0537 | 1.0537 | 0
CA | Winter | CA¦Winter | 1 | 0.97719 | 1.0733 | 1.0733 | 1.0733 | 1.0733 | 1.0733 | 1.0733 | 1.1658 | 1.1859 | 1.1768 | 1.1526 | 1.1415 | 1.1441 | 1.1455 | 1.1599 | 1.1541 | 1.0966 | 1.0733 | 1.0733 | 1.0733 | 1.0733 | 1.0733 | 1.0733 | 1.0733 | 1.0733 | 0
CA | Spring | CA¦Spring | 1 | 0.97719 | 1.0733 | 1.0733 | 1.0733 | 1.0733 | 1.0733 | 1.0733 | 1.0733 | 1.0982 | 1.0892 | 1.0852 | 1.0852 | 1.0852 | 1.0852 | 1.0974 | 1.0892 | 1.0812 | 1.0733 | 1.0733 | 1.0733 | 1.0733 | 1.0733 | 1.0733 | 1.0733 | 1.0733 | 0
CA | Summer | CA¦Summer | 1 | 0.97719 | 1.0733 | 1.0733 | 1.0733 | 1.0733 | 1.0733 | 1.0797 | 1.1747 | 1.1936 | 1.14 | 1.1141 | 1.0973 | 1.0973 | 1.0973 | 1.1008 | 1.0938 | 1.0767 | 1.0733 | 1.0733 | 1.0733 | 1.0733 | 1.0733 | 1.0733 | 1.0733 | 1.0733 | 0
CA | Fall | CA¦Fall | 1 | 0.97719 | 1.0733 | 1.0733 | 1.0733 | 1.0733 | 1.0733 | 1.0733 | 1.0733 | 1.0733 | 1.0733 | 1.0733 | 1.0733 | 1.0733 | 1.0733 | 1.0733 | 1.0733 | 1.0733 | 1.0733 | 1.0733 | 1.0733 | 1.0733 | 1.0733 | 1.0733 | 1.0733 | 1.0733 | 0
CA | Summer Peak | CA¦Summer Peak | 1 | 0.97719 | 1.0733 | 1.0733 | 1.0733 | 1.0733 | 1.0733 | 1.0733 | 1.1103 | 1.1386 | 1.0915 | 1.0733 | 1.0733 | 1.0733 | 1.0733 | 1.0733 | 1.0733 | 1.0733 | 1.0733 | 1.0733 | 1.0733 | 1.0733 | 1.0733 | 1.0733 | 1.0733 | 1.0733 | 0
CA | Winter Peak | CA¦Winter Peak | 1 | 0.97719 | 1.0733 | 1.0733 | 1.0733 | 1.0733 | 1.0733 | 1.0733 | 1.0733 | 1.0733 | 1.0733 | 1.0733 | 1.0733 | 1.0733 | 1.0733 | 1.0733 | 1.0733 | 1.0733 | 1.0733 | 1.0733 | 1.0733 | 1.0733 | 1.0733 | 1.0733 | 1.0733 | 1.0733 | 0
CO | Winter | CO¦Winter | 0 | 1 | 0.9 | 0.9 | 0.9 | 0.9 | 0.9 | 0.9 | 0.9 | 0.9 | 0.9 | 0.9 | 0.9 | 0.9 | 0.9 | 0.9 | 0.9 | 0.9 | 0.9 | 0.9 | 0.9 | 0.9 | 0.9 | 0.9 | 0.9 | 0.9 | 0
CO | Spring | CO¦Spring | 0 | 1 | 0.9 | 0.9 | 0.9 | 0.9 | 0.9 | 0.9 | 0.9 | 0.9 | 0.9 | 0.9 | 0.9 | 0.9 | 0.9 | 0.9 | 0.9 | 0.9 | 0.9 | 0.9 | 0.9 | 0.9 | 0.9 | 0.9 | 0.9 | 0.9 | 0
CO | Summer | CO¦Summer | 0 | 1 | 0.9 | 0.9 | 0.9 | 0.9 | 0.9 | 0.9 | 0.9 | 0.9 | 0.9 | 0.9 | 0.9 | 0.9 | 0.9 | 0.9 | 0.9 | 0.9 | 0.9 | 0.9 | 0.9 | 0.9 | 0.9 | 0.9 | 0.9 | 0.9 | 0
CO | Fall | CO¦Fall | 0 | 1 | 0.9 | 0.9 | 0.9 | 0.9 | 0.9 | 0.9 | 0.9 | 0.9 | 0.9 | 0.9 | 0.9 | 0.9 | 0.9 | 0.9 | 0.9 | 0.9 | 0.9 | 0.9 | 0.9 | 0.9 | 0.9 | 0.9 | 0.9 | 0.9 | 0
CO | Summer Peak | CO¦Summer Peak | 0 | 1 | 0.9 | 0.9 | 0.9 | 0.9 | 0.9 | 0.9 | 0.9 | 0.9 | 0.9 | 0.9 | 0.9 | 0.9 | 0.9 | 0.9 | 0.9 | 0.9 | 0.9 | 0.9 | 0.9 | 0.9 | 0.9 | 0.9 | 0.9 | 0.9 | 0
CO | Winter Peak | CO¦Winter Peak | 0 | 1 | 0.9 | 0.9 | 0.9 | 0.9 | 0.9 | 0.9 | 0.9 | 0.9 | 0.9 | 0.9 | 0.9 | 0.9 | 0.9 | 0.9 | 0.9 | 0.9 | 0.9 | 0.9 | 0.9 | 0.9 | 0.9 | 0.9 | 0.9 | 0.9 | 0
CT | Winter | CT¦Winter | 1 | 0.99424 | 1.0773 | 1.0773 | 1.0773 | 1.0773 | 1.0773 | 1.0773 | 1.0773 | 1.0773 | 1.0773 | 1.0773 | 1.0773 | 1.0773 | 1.0773 | 1.0773 | 1.0773 | 1.0773 | 1.0773 | 1.0773 | 1.0773 | 1.0773 | 1.0773 | 1.0773 | 1.0773 | 1.0773 | 0
CT | Spring | CT¦Spring | 1 | 0.99424 | 1.0824 | 1.0773 | 1.0773 | 1.0773 | 1.0773 | 1.0773 | 1.0773 | 1.0773 | 1.0773 | 1.0773 | 1.0773 | 1.0773 | 1.0773 | 1.0773 | 1.0773 | 1.0773 | 1.0773 | 1.0773 | 1.0773 | 1.0773 | 1.0773 | 1.0773 | 1.0773 | 1.0773 | 0
CT | Summer | CT¦Summer | 1 | 0.99424 | 1.0773 | 1.0773 | 1.0773 | 1.0773 | 1.0773 | 1.0773 | 1.0943 | 1.0831 | 1.0773 | 1.0773 | 1.0773 | 1.0773 | 1.0773 | 1.0773 | 1.0773 | 1.0773 | 1.0773 | 1.0773 | 1.0773 | 1.0773 | 1.0773 | 1.0773 | 1.0773 | 1.0773 | 0
CT | Fall | CT¦Fall | 1 | 0.99424 | 1.0773 | 1.0773 | 1.0773 | 1.0773 | 1.0773 | 1.0773 | 1.086 | 1.0815 | 1.0773 | 1.0773 | 1.0773 | 1.0773 | 1.0773 | 1.0773 | 1.0773 | 1.0773 | 1.0773 | 1.0773 | 1.0773 | 1.0773 | 1.0773 | 1.0773 | 1.0773 | 1.0773 | 0
CT | Summer Peak | CT¦Summer Peak | 1 | 0.99424 | 1.0773 | 1.0773 | 1.0773 | 1.0773 | 1.0773 | 1.0773 | 1.0773 | 1.0773 | 1.0773 | 1.0773 | 1.0773 | 1.0773 | 1.0773 | 1.0773 | 1.0773 | 1.0773 | 1.0773 | 1.0773 | 1.0773 | 1.0773 | 1.0773 | 1.0773 | 1.0773 | 1.0773 | 0
CT | Winter Peak | CT¦Winter Peak | 1 | 0.99424 | 1.0773 | 1.0773 | 1.0773 | 1.0773 | 1.0773 | 1.0773 | 1.0773 | 1.0773 | 1.0773 | 1.0773 | 1.0773 | 1.0773 | 1.0773 | 1.0773 | 1.0773 | 1.0773 | 1.0773 | 1.0773 | 1.0773 | 1.0773 | 1.0773 | 1.0773 | 1.0773 | 1.0773 | 0
DE | Winter | DE¦Winter | 0 | 1 | 0.9 | 0.9 | 0.9 | 0.9 | 0.9 | 0.9 | 0.9 | 0.9 | 0.9 | 0.9 | 0.9 | 0.9 | 0.9 | 0.9 | 0.9 | 0.9 | 0.9 | 0.9 | 0.9 | 0.9 | 0.9 | 0.9 | 0.9 | 0.9 | 0
DE | Spring | DE¦Spring | 0 | 1 | 0.9 | 0.9 | 0.9 | 0.9 | 0.9 | 0.9 | 0.9 | 0.9 | 0.9 | 0.9 | 0.9 | 0.9 | 0.9 | 0.9 | 0.9 | 0.9 | 0.9 | 0.9 | 0.9 | 0.9 | 0.9 | 0.9 | 0.9 | 0.9 | 0
DE | Summer | DE¦Summer | 0 | 1 | 0.9 | 0.9 | 0.9 | 0.9 | 0.9 | 0.9 | 0.9 | 0.9 | 0.9 | 0.9 | 0.9 | 0.9 | 0.9 | 0.9 | 0.9 | 0.9 | 0.9 | 0.9 | 0.9 | 0.9 | 0.9 | 0.9 | 0.9 | 0.9 | 0
DE | Fall | DE¦Fall | 0 | 1 | 0.9 | 0.9 | 0.9 | 0.9 | 0.9 | 0.9 | 0.9 | 0.9 | 0.9 | 0.9 | 0.9 | 0.9 | 0.9 | 0.9 | 0.9 | 0.9 | 0.9 | 0.9 | 0.9 | 0.9 | 0.9 | 0.9 | 0.9 | 0.9 | 0
DE | Summer Peak | DE¦Summer Peak | 0 | 1 | 0.9 | 0.9 | 0.9 | 0.9 | 0.9 | 0.9 | 0.9 | 0.9 | 0.9 | 0.9 | 0.9 | 0.9 | 0.9 | 0.9 | 0.9 | 0.9 | 0.9 | 0.9 | 0.9 | 0.9 | 0.9 | 0.9 | 0.9 | 0.9 | 0
DE | Winter Peak | DE¦Winter Peak | 0 | 1 | 0.9 | 0.9 | 0.9 | 0.9 | 0.9 | 0.9 | 0.9 | 0.9 | 0.9 | 0.9 | 0.9 | 0.9 | 0.9 | 0.9 | 0.9 | 0.9 | 0.9 | 0.9 | 0.9 | 0.9 | 0.9 | 0.9 | 0.9 | 0.9 | 0
FL | Winter | FL¦Winter | 1 | 1.028 | 1.017 | 1.017 | 1.017 | 1.017 | 1.017 | 1.017 | 1.017 | 1.0358 | 1.046 | 1.0353 | 1.033 | 1.0271 | 1.0218 | 1.0261 | 1.0293 | 1.0223 | 1.017 | 1.017 | 1.017 | 1.017 | 1.017 | 1.017 | 1.017 | 1.017 | 0
FL | Spring | FL¦Spring | 1 | 1.028 | 1.017 | 1.017 | 1.017 | 1.017 | 1.017 | 1.017 | 1.0239 | 1.045 | 1.0315 | 1.0224 | 1.017 | 1.017 | 1.0171 | 1.019 | 1.0203 | 1.0203 | 1.017 | 1.017 | 1.017 | 1.017 | 1.017 | 1.017 | 1.017 | 1.017 | 0
FL | Summer | FL¦Summer | 1 | 1.028 | 1.017 | 1.017 | 1.017 | 1.017 | 1.017 | 1.017 | 1.0235 | 1.0275 | 1.017 | 1.017 | 1.017 | 1.017 | 1.017 | 1.017 | 1.017 | 1.017 | 1.017 | 1.017 | 1.017 | 1.017 | 1.017 | 1.017 | 1.017 | 1.017 | 0
FL | Fall | FL¦Fall | 1 | 1.028 | 1.017 | 1.017 | 1.017 | 1.017 | 1.017 | 1.017 | 1.0206 | 1.0206 | 1.017 | 1.017 | 1.017 | 1.017 | 1.017 | 1.017 | 1.017 | 1.017 | 1.017 | 1.017 | 1.017 | 1.017 | 1.017 | 1.017 | 1.017 | 1.017 | 0
FL | Summer Peak | FL¦Summer Peak | 1 | 1.028 | 1.017 | 1.017 | 1.017 | 1.017 | 1.017 | 1.017 | 1.017 | 1.017 | 1.017 | 1.017 | 1.017 | 1.017 | 1.017 | 1.017 | 1.017 | 1.017 | 1.017 | 1.017 | 1.017 | 1.017 | 1.017 | 1.017 | 1.017 | 1.017 | 0
FL | Winter Peak | FL¦Winter Peak | 1 | 1.028 | 1.017 | 1.017 | 1.017 | 1.017 | 1.017 | 1.017 | 1.017 | 1.017 | 1.017 | 1.017 | 1.017 | 1.017 | 1.017 | 1.0235 | 1.0333 | 1.017 | 1.017 | 1.017 | 1.017 | 1.017 | 1.017 | 1.017 | 1.017 | 1.017 | 0
GA | Winter | GA¦Winter | 1 | 1.0328 | 1.0484 | 1.0484 | 1.0484 | 1.0484 | 1.0484 | 1.0484 | 1.0484 | 1.0501 | 1.0484 | 1.0484 | 1.0484 | 1.0484 | 1.0484 | 1.0484 | 1.0484 | 1.0484 | 1.0484 | 1.0484 | 1.0484 | 1.0484 | 1.0484 | 1.0484 | 1.0484 | 1.0484 | 0
GA | Spring | GA¦Spring | 1 | 1.0328 | 1.0484 | 1.0484 | 1.0484 | 1.0484 | 1.0484 | 1.0484 | 1.0501 | 1.0501 | 1.0484 | 1.0484 | 1.0484 | 1.0484 | 1.0484 | 1.0484 | 1.0484 | 1.0484 | 1.0484 | 1.0484 | 1.0484 | 1.0484 | 1.0484 | 1.0484 | 1.0484 | 1.0484 | 0
GA | Summer | GA¦Summer | 1 | 1.0328 | 1.0484 | 1.0484 | 1.0484 | 1.0484 | 1.0484 | 1.0484 | 1.0538 | 1.0524 | 1.0484 | 1.0484 | 1.0484 | 1.0484 | 1.0484 | 1.0484 | 1.0484 | 1.0484 | 1.0484 | 1.0484 | 1.0484 | 1.0484 | 1.0484 | 1.0484 | 1.0484 | 1.0484 | 0
GA | Fall | GA¦Fall | 1 | 1.0328 | 1.0499 | 1.0484 | 1.0484 | 1.0484 | 1.0484 | 1.0484 | 1.0514 | 1.0508 | 1.0484 | 1.0484 | 1.0484 | 1.0484 | 1.0484 | 1.0484 | 1.0484 | 1.0484 | 1.0484 | 1.0484 | 1.0484 | 1.0484 | 1.0484 | 1.0484 | 1.0484 | 1.0484 | 0
GA | Summer Peak | GA¦Summer Peak | 1 | 1.0328 | 1.0484 | 1.0484 | 1.0484 | 1.0484 | 1.0484 | 1.0484 | 1.0484 | 1.0484 | 1.0484 | 1.0484 | 1.0484 | 1.0484 | 1.0484 | 1.0484 | 1.0484 | 1.0484 | 1.0484 | 1.0484 | 1.0484 | 1.0484 | 1.0484 | 1.0484 | 1.0484 | 1.0484 | 0
GA | Winter Peak | GA¦Winter Peak | 1 | 1.0328 | 1.0484 | 1.0484 | 1.0484 | 1.0484 | 1.0484 | 1.0484 | 1.0484 | 1.0484 | 1.0484 | 1.0484 | 1.0484 | 1.0484 | 1.0484 | 1.0484 | 1.0484 | 1.0484 | 1.0484 | 1.0484 | 1.0484 | 1.0484 | 1.0484 | 1.0484 | 1.0484 | 1.0484 | 0
IA | Winter | IA¦Winter | 0 | 1 | 0.9 | 0.9 | 0.9 | 0.9 | 0.9 | 0.9 | 0.9 | 0.9 | 0.9 | 0.9 | 0.9 | 0.9 | 0.9 | 0.9 | 0.9 | 0.9 | 0.9 | 0.9 | 0.9 | 0.9 | 0.9 | 0.9 | 0.9 | 0.9 | 0
IA | Spring | IA¦Spring | 0 | 1 | 0.9 | 0.9 | 0.9 | 0.9 | 0.9 | 0.9 | 0.9 | 0.9 | 0.9 | 0.9 | 0.9 | 0.9 | 0.9 | 0.9 | 0.9 | 0.9 | 0.9 | 0.9 | 0.9 | 0.9 | 0.9 | 0.9 | 0.9 | 0.9 | 0
IA | Summer | IA¦Summer | 0 | 1 | 0.9 | 0.9 | 0.9 | 0.9 | 0.9 | 0.9 | 0.9 | 0.9 | 0.9 | 0.9 | 0.9 | 0.9 | 0.9 | 0.9 | 0.9 | 0.9 | 0.9 | 0.9 | 0.9 | 0.9 | 0.9 | 0.9 | 0.9 | 0.9 | 0
IA | Fall | IA¦Fall | 0 | 1 | 0.9 | 0.9 | 0.9 | 0.9 | 0.9 | 0.9 | 0.9 | 0.9 | 0.9 | 0.9 | 0.9 | 0.9 | 0.9 | 0.9 | 0.9 | 0.9 | 0.9 | 0.9 | 0.9 | 0.9 | 0.9 | 0.9 | 0.9 | 0.9 | 0
IA | Summer Peak | IA¦Summer Peak | 0 | 1 | 0.9 | 0.9 | 0.9 | 0.9 | 0.9 | 0.9 | 0.9 | 0.9 | 0.9 | 0.9 | 0.9 | 0.9 | 0.9 | 0.9 | 0.9 | 0.9 | 0.9 | 0.9 | 0.9 | 0.9 | 0.9 | 0.9 | 0.9 | 0.9 | 0
IA | Winter Peak | IA¦Winter Peak | 0 | 1 | 0.9 | 0.9 | 0.9 | 0.9 | 0.9 | 0.9 | 0.9 | 0.9 | 0.9 | 0.9 | 0.9 | 0.9 | 0.9 | 0.9 | 0.9 | 0.9 | 0.9 | 0.9 | 0.9 | 0.9 | 0.9 | 0.9 | 0.9 | 0.9 | 0
ID | Winter | ID¦Winter | 0 | 1 | 0.9 | 0.9 | 0.9 | 0.9 | 0.9 | 0.9 | 0.9 | 0.9 | 0.9 | 0.9 | 0.9 | 0.9 | 0.9 | 0.9 | 0.9 | 0.9 | 0.9 | 0.9 | 0.9 | 0.9 | 0.9 | 0.9 | 0.9 | 0.9 | 0
ID | Spring | ID¦Spring | 0 | 1 | 0.9 | 0.9 | 0.9 | 0.9 | 0.9 | 0.9 | 0.9 | 0.9 | 0.9 | 0.9 | 0.9 | 0.9 | 0.9 | 0.9 | 0.9 | 0.9 | 0.9 | 0.9 | 0.9 | 0.9 | 0.9 | 0.9 | 0.9 | 0.9 | 0
ID | Summer | ID¦Summer | 0 | 1 | 0.9 | 0.9 | 0.9 | 0.9 | 0.9 | 0.9 | 0.9 | 0.9 | 0.9 | 0.9 | 0.9 | 0.9 | 0.9 | 0.9 | 0.9 | 0.9 | 0.9 | 0.9 | 0.9 | 0.9 | 0.9 | 0.9 | 0.9 | 0.9 | 0
ID | Fall | ID¦Fall | 0 | 1 | 0.9 | 0.9 | 0.9 | 0.9 | 0.9 | 0.9 | 0.9 | 0.9 | 0.9 | 0.9 | 0.9 | 0.9 | 0.9 | 0.9 | 0.9 | 0.9 | 0.9 | 0.9 | 0.9 | 0.9 | 0.9 | 0.9 | 0.9 | 0.9 | 0
ID | Summer Peak | ID¦Summer Peak | 0 | 1 | 0.9 | 0.9 | 0.9 | 0.9 | 0.9 | 0.9 | 0.9 | 0.9 | 0.9 | 0.9 | 0.9 | 0.9 | 0.9 | 0.9 | 0.9 | 0.9 | 0.9 | 0.9 | 0.9 | 0.9 | 0.9 | 0.9 | 0.9 | 0.9 | 0
ID | Winter Peak | ID¦Winter Peak | 0 | 1 | 0.9 | 0.9 | 0.9 | 0.9 | 0.9 | 0.9 | 0.9 | 0.9 | 0.9 | 0.9 | 0.9 | 0.9 | 0.9 | 0.9 | 0.9 | 0.9 | 0.9 | 0.9 | 0.9 | 0.9 | 0.9 | 0.9 | 0.9 | 0.9 | 0
IL | Winter | IL¦Winter | 1 | 0.99199 | 1.0136 | 1.0158 | 1.0175 | 1.0158 | 1.0156 | 1.0184 | 1.0177 | 1.0146 | 1.0159 | 1.0148 | 1.0135 | 1.0135 | 1.0135 | 1.014 | 1.0141 | 1.0135 | 1.0135 | 1.0135 | 1.0135 | 1.0135 | 1.0135 | 1.0135 | 1.0135 | 1.0135 | 0
IL | Spring | IL¦Spring | 1 | 0.99199 | 1.0149 | 1.0136 | 1.0139 | 1.0135 | 1.0135 | 1.0182 | 1.0153 | 1.0135 | 1.0135 | 1.0135 | 1.0135 | 1.0135 | 1.0135 | 1.0135 | 1.0135 | 1.0135 | 1.0135 | 1.0135 | 1.0135 | 1.0135 | 1.0135 | 1.0135 | 1.0135 | 1.0135 | 0
IL | Summer | IL¦Summer | 1 | 0.99199 | 1.0136 | 1.0152 | 1.018 | 1.0146 | 1.0146 | 1.022 | 1.0154 | 1.0136 | 1.0135 | 1.0135 | 1.0135 | 1.0135 | 1.0135 | 1.0135 | 1.0135 | 1.0135 | 1.0135 | 1.0135 | 1.0135 | 1.0135 | 1.0135 | 1.0135 | 1.0135 | 1.0135 | 0
IL | Fall | IL¦Fall | 1 | 0.99199 | 1.0135 | 1.0135 | 1.0135 | 1.0135 | 1.0135 | 1.0135 | 1.0135 | 1.0135 | 1.0135 | 1.0135 | 1.0135 | 1.0135 | 1.0135 | 1.0135 | 1.0135 | 1.0135 | 1.0135 | 1.0135 | 1.0135 | 1.0135 | 1.0135 | 1.0135 | 1.0135 | 1.0135 | 0
IL | Summer Peak | IL¦Summer Peak | 1 | 0.99199 | 1.0135 | 1.0135 | 1.0135 | 1.0135 | 1.0135 | 1.0135 | 1.0135 | 1.0135 | 1.0135 | 1.0135 | 1.0135 | 1.0135 | 1.0135 | 1.0135 | 1.0135 | 1.0135 | 1.0135 | 1.0135 | 1.0135 | 1.0135 | 1.0135 | 1.0135 | 1.0135 | 1.0135 | 0
IL | Winter Peak | IL¦Winter Peak | 1 | 0.99199 | 1.0135 | 1.0135 | 1.0135 | 1.0135 | 1.0135 | 1.0135 | 1.0135 | 1.0135 | 1.0135 | 1.0135 | 1.0135 | 1.0135 | 1.0135 | 1.0135 | 1.0135 | 1.0135 | 1.0135 | 1.0135 | 1.0135 | 1.0135 | 1.0135 | 1.0135 | 1.0135 | 1.0135 | 0
IN | Winter | IN¦Winter | 0 | 1 | 0.9 | 0.9 | 0.9 | 0.9 | 0.9 | 0.9 | 0.9 | 0.9 | 0.9 | 0.9 | 0.9 | 0.9 | 0.9 | 0.9 | 0.9 | 0.9 | 0.9 | 0.9 | 0.9 | 0.9 | 0.9 | 0.9 | 0.9 | 0.9 | 0
IN | Spring | IN¦Spring | 0 | 1 | 0.9 | 0.9 | 0.9 | 0.9 | 0.9 | 0.9 | 0.9 | 0.9 | 0.9 | 0.9 | 0.9 | 0.9 | 0.9 | 0.9 | 0.9 | 0.9 | 0.9 | 0.9 | 0.9 | 0.9 | 0.9 | 0.9 | 0.9 | 0.9 | 0
IN | Summer | IN¦Summer | 0 | 1 | 0.9 | 0.9 | 0.9 | 0.9 | 0.9 | 0.9 | 0.9 | 0.9 | 0.9 | 0.9 | 0.9 | 0.9 | 0.9 | 0.9 | 0.9 | 0.9 | 0.9 | 0.9 | 0.9 | 0.9 | 0.9 | 0.9 | 0.9 | 0.9 | 0
IN | Fall | IN¦Fall | 0 | 1 | 0.9 | 0.9 | 0.9 | 0.9 | 0.9 | 0.9 | 0.9 | 0.9 | 0.9 | 0.9 | 0.9 | 0.9 | 0.9 | 0.9 | 0.9 | 0.9 | 0.9 | 0.9 | 0.9 | 0.9 | 0.9 | 0.9 | 0.9 | 0.9 | 0
IN | Summer Peak | IN¦Summer Peak | 0 | 1 | 0.9 | 0.9 | 0.9 | 0.9 | 0.9 | 0.9 | 0.9 | 0.9 | 0.9 | 0.9 | 0.9 | 0.9 | 0.9 | 0.9 | 0.9 | 0.9 | 0.9 | 0.9 | 0.9 | 0.9 | 0.9 | 0.9 | 0.9 | 0.9 | 0
IN | Winter Peak | IN¦Winter Peak | 0 | 1 | 0.9 | 0.9 | 0.9 | 0.9 | 0.9 | 0.9 | 0.9 | 0.9 | 0.9 | 0.9 | 0.9 | 0.9 | 0.9 | 0.9 | 0.9 | 0.9 | 0.9 | 0.9 | 0.9 | 0.9 | 0.9 | 0.9 | 0.9 | 0.9 | 0
KS | Winter | KS¦Winter | 1 | 1.0035 | 1.2716 | 1.3015 | 1.3219 | 1.3237 | 1.3314 | 1.2897 | 1.2346 | 1.2143 | 1.2234 | 1.2233 | 1.1979 | 1.225 | 1.2211 | 1.2282 | 1.2152 | 1.2001 | 1.1618 | 1.1327 | 1.103 | 1.1081 | 1.1277 | 1.1708 | 1.1967 | 1.2339 | 0
KS | Spring | KS¦Spring | 1 | 1.0035 | 1.1865 | 1.196 | 1.2038 | 1.1915 | 1.1649 | 1.134 | 1.087 | 1.0539 | 1.0556 | 1.0258 | 1.0208 | 1.0209 | 1.0301 | 1.0365 | 1.0365 | 1.0334 | 1.0361 | 1.0272 | 1.0272 | 1.0428 | 1.0601 | 1.0891 | 1.1352 | 1.1761 | 0
KS | Summer | KS¦Summer | 1 | 1.0035 | 1.0893 | 1.0865 | 1.0803 | 1.0746 | 1.0687 | 1.057 | 1.0397 | 1.0324 | 1.0276 | 1.0263 | 1.0234 | 1.0188 | 1.0147 | 1.0119 | 1.0119 | 1.0119 | 1.0119 | 1.0101 | 1.0123 | 1.0278 | 1.0378 | 1.0462 | 1.0507 | 1.0725 | 0
KS | Fall | KS¦Fall | 1 | 1.0035 | 1.0153 | 1.0153 | 1.0216 | 1.0153 | 1.0153 | 1.0115 | 1.009 | 1.009 | 1.009 | 1.009 | 1.009 | 1.009 | 1.009 | 1.009 | 1.009 | 1.009 | 1.009 | 1.009 | 1.009 | 1.0092 | 1.009 | 1.009 | 1.009 | 1.009 | 0
KS | Summer Peak | KS¦Summer Peak | 1 | 1.0035 | 1.009 | 1.009 | 1.009 | 1.009 | 1.009 | 1.009 | 1.009 | 1.009 | 1.009 | 1.009 | 1.009 | 1.009 | 1.009 | 1.009 | 1.009 | 1.009 | 1.009 | 1.009 | 1.009 | 1.009 | 1.009 | 1.009 | 1.009 | 1.009 | 0
KS | Winter Peak | KS¦Winter Peak | 1 | 1.0035 | 1.099 | 1.099 | 1.0827 | 1.0673 | 1.0373 | 1.009 | 1.009 | 1.009 | 1.009 | 1.009 | 1.009 | 1.009 | 1.009 | 1.009 | 1.009 | 1.009 | 1.009 | 1.009 | 1.009 | 1.009 | 1.009 | 1.009 | 1.009 | 1.009 | 0
KY | Winter | KY¦Winter | 0 | 1 | 0.9 | 0.9 | 0.9 | 0.9 | 0.9 | 0.9 | 0.9 | 0.9 | 0.9 | 0.9 | 0.9 | 0.9 | 0.9 | 0.9 | 0.9 | 0.9 | 0.9 | 0.9 | 0.9 | 0.9 | 0.9 | 0.9 | 0.9 | 0.9 | 0
KY | Spring | KY¦Spring | 0 | 1 | 0.9 | 0.9 | 0.9 | 0.9 | 0.9 | 0.9 | 0.9 | 0.9 | 0.9 | 0.9 | 0.9 | 0.9 | 0.9 | 0.9 | 0.9 | 0.9 | 0.9 | 0.9 | 0.9 | 0.9 | 0.9 | 0.9 | 0.9 | 0.9 | 0
KY | Summer | KY¦Summer | 0 | 1 | 0.9 | 0.9 | 0.9 | 0.9 | 0.9 | 0.9 | 0.9 | 0.9 | 0.9 | 0.9 | 0.9 | 0.9 | 0.9 | 0.9 | 0.9 | 0.9 | 0.9 | 0.9 | 0.9 | 0.9 | 0.9 | 0.9 | 0.9 | 0.9 | 0
KY | Fall | KY¦Fall | 0 | 1 | 0.9 | 0.9 | 0.9 | 0.9 | 0.9 | 0.9 | 0.9 | 0.9 | 0.9 | 0.9 | 0.9 | 0.9 | 0.9 | 0.9 | 0.9 | 0.9 | 0.9 | 0.9 | 0.9 | 0.9 | 0.9 | 0.9 | 0.9 | 0.9 | 0
KY | Summer Peak | KY¦Summer Peak | 0 | 1 | 0.9 | 0.9 | 0.9 | 0.9 | 0.9 | 0.9 | 0.9 | 0.9 | 0.9 | 0.9 | 0.9 | 0.9 | 0.9 | 0.9 | 0.9 | 0.9 | 0.9 | 0.9 | 0.9 | 0.9 | 0.9 | 0.9 | 0.9 | 0.9 | 0
KY | Winter Peak | KY¦Winter Peak | 0 | 1 | 0.9 | 0.9 | 0.9 | 0.9 | 0.9 | 0.9 | 0.9 | 0.9 | 0.9 | 0.9 | 0.9 | 0.9 | 0.9 | 0.9 | 0.9 | 0.9 | 0.9 | 0.9 | 0.9 | 0.9 | 0.9 | 0.9 | 0.9 | 0.9 | 0
LA | Winter | LA¦Winter | 1 | 1.0193 | 1.1506 | 1.1506 | 1.1506 | 1.1506 | 1.1506 | 1.1506 | 1.1506 | 1.1506 | 1.1506 | 1.1506 | 1.1506 | 1.1506 | 1.1506 | 1.1506 | 1.1506 | 1.1506 | 1.1506 | 1.1506 | 1.1506 | 1.1506 | 1.1506 | 1.1506 | 1.1506 | 1.1506 | 0
LA | Spring | LA¦Spring | 1 | 1.0193 | 1.1506 | 1.1506 | 1.1506 | 1.1506 | 1.1506 | 1.1506 | 1.1506 | 1.1506 | 1.1506 | 1.1506 | 1.1506 | 1.1506 | 1.1506 | 1.1506 | 1.1506 | 1.1506 | 1.1506 | 1.1506 | 1.1506 | 1.1506 | 1.1506 | 1.1506 | 1.1506 | 1.1506 | 0
LA | Summer | LA¦Summer | 1 | 1.0193 | 1.1506 | 1.1506 | 1.1506 | 1.1506 | 1.1506 | 1.1506 | 1.1506 | 1.1506 | 1.1506 | 1.1506 | 1.1506 | 1.1506 | 1.1506 | 1.1506 | 1.1506 | 1.1506 | 1.1506 | 1.1506 | 1.1506 | 1.1506 | 1.1506 | 1.1506 | 1.1506 | 1.1506 | 0
LA | Fall | LA¦Fall | 1 | 1.0193 | 1.1506 | 1.1506 | 1.1506 | 1.1506 | 1.1506 | 1.1585 | 1.1517 | 1.1506 | 1.1506 | 1.1506 | 1.1506 | 1.1506 | 1.1506 | 1.1506 | 1.1506 | 1.1506 | 1.1506 | 1.1506 | 1.1506 | 1.1506 | 1.1506 | 1.1506 | 1.1506 | 1.1506 | 0
LA | Summer Peak | LA¦Summer Peak | 1 | 1.0193 | 1.1506 | 1.1506 | 1.1506 | 1.1506 | 1.1506 | 1.1506 | 1.1506 | 1.1506 | 1.1506 | 1.1506 | 1.1506 | 1.1506 | 1.1506 | 1.1506 | 1.1506 | 1.1506 | 1.1506 | 1.1506 | 1.1506 | 1.1506 | 1.1506 | 1.1506 | 1.1506 | 1.1506 | 0
LA | Winter Peak | LA¦Winter Peak | 1 | 1.0193 | 1.1506 | 1.1506 | 1.1506 | 1.1506 | 1.1506 | 1.1506 | 1.1506 | 1.1506 | 1.1506 | 1.1506 | 1.1506 | 1.1506 | 1.1506 | 1.1506 | 1.1506 | 1.1506 | 1.1506 | 1.1506 | 1.1506 | 1.1506 | 1.1506 | 1.1506 | 1.1506 | 1.1506 | 0
MA | Winter | MA¦Winter | 0 | 1 | 0.9 | 0.9 | 0.9 | 0.9 | 0.9 | 0.9 | 0.9 | 0.9 | 0.9 | 0.9 | 0.9 | 0.9 | 0.9 | 0.9 | 0.9 | 0.9 | 0.9 | 0.9 | 0.9 | 0.9 | 0.9 | 0.9 | 0.9 | 0.9 | 0
MA | Spring | MA¦Spring | 0 | 1 | 0.9 | 0.9 | 0.9 | 0.9 | 0.9 | 0.9 | 0.9 | 0.9 | 0.9 | 0.9 | 0.9 | 0.9 | 0.9 | 0.9 | 0.9 | 0.9 | 0.9 | 0.9 | 0.9 | 0.9 | 0.9 | 0.9 | 0.9 | 0.9 | 0
MA | Summer | MA¦Summer | 0 | 1 | 0.9 | 0.9 | 0.9 | 0.9 | 0.9 | 0.9 | 0.9 | 0.9 | 0.9 | 0.9 | 0.9 | 0.9 | 0.9 | 0.9 | 0.9 | 0.9 | 0.9 | 0.9 | 0.9 | 0.9 | 0.9 | 0.9 | 0.9 | 0.9 | 0
MA | Fall | MA¦Fall | 0 | 1 | 0.9 | 0.9 | 0.9 | 0.9 | 0.9 | 0.9 | 0.9 | 0.9 | 0.9 | 0.9 | 0.9 | 0.9 | 0.9 | 0.9 | 0.9 | 0.9 | 0.9 | 0.9 | 0.9 | 0.9 | 0.9 | 0.9 | 0.9 | 0.9 | 0
MA | Summer Peak | MA¦Summer Peak | 0 | 1 | 0.9 | 0.9 | 0.9 | 0.9 | 0.9 | 0.9 | 0.9 | 0.9 | 0.9 | 0.9 | 0.9 | 0.9 | 0.9 | 0.9 | 0.9 | 0.9 | 0.9 | 0.9 | 0.9 | 0.9 | 0.9 | 0.9 | 0.9 | 0.9 | 0
MA | Winter Peak | MA¦Winter Peak | 0 | 1 | 0.9 | 0.9 | 0.9 | 0.9 | 0.9 | 0.9 | 0.9 | 0.9 | 0.9 | 0.9 | 0.9 | 0.9 | 0.9 | 0.9 | 0.9 | 0.9 | 0.9 | 0.9 | 0.9 | 0.9 | 0.9 | 0.9 | 0.9 | 0.9 | 0
MD | Winter | MD¦Winter | 1 | 1.0025 | 1.0072 | 1.0072 | 1.0072 | 1.0072 | 1.0072 | 1.0072 | 1.0072 | 1.0072 | 1.0072 | 1.0072 | 1.0072 | 1.0072 | 1.0072 | 1.0072 | 1.0072 | 1.0072 | 1.0072 | 1.0072 | 1.0072 | 1.0072 | 1.0072 | 1.0072 | 1.0072 | 1.0072 | 0
MD | Spring | MD¦Spring | 1 | 1.0025 | 1.0072 | 1.0072 | 1.0072 | 1.0072 | 1.0072 | 1.0072 | 1.0072 | 1.0072 | 1.0072 | 1.0072 | 1.0072 | 1.0072 | 1.0072 | 1.0072 | 1.0072 | 1.0072 | 1.0072 | 1.0072 | 1.0072 | 1.0072 | 1.0072 | 1.0072 | 1.0072 | 1.0072 | 0
MD | Summer | MD¦Summer | 1 | 1.0025 | 1.0072 | 1.0072 | 1.0072 | 1.0072 | 1.0072 | 1.0072 | 1.0187 | 1.0162 | 1.0072 | 1.0072 | 1.0072 | 1.0072 | 1.0072 | 1.0072 | 1.0072 | 1.0072 | 1.0072 | 1.0072 | 1.0072 | 1.0072 | 1.0072 | 1.0072 | 1.0072 | 1.0072 | 0
MD | Fall | MD¦Fall | 1 | 1.0025 | 1.0072 | 1.0072 | 1.0072 | 1.0072 | 1.0072 | 1.0072 | 1.0072 | 1.0072 | 1.0072 | 1.0072 | 1.0072 | 1.0072 | 1.0072 | 1.0072 | 1.0072 | 1.0072 | 1.0072 | 1.0072 | 1.0072 | 1.0072 | 1.0072 | 1.0072 | 1.0072 | 1.0072 | 0
MD | Summer Peak | MD¦Summer Peak | 1 | 1.0025 | 1.0072 | 1.0072 | 1.0072 | 1.0072 | 1.0072 | 1.0072 | 1.0072 | 1.0072 | 1.0072 | 1.0072 | 1.0072 | 1.0072 | 1.0072 | 1.0072 | 1.0072 | 1.0072 | 1.0072 | 1.0072 | 1.0072 | 1.0072 | 1.0072 | 1.0072 | 1.0072 | 1.0072 | 0
MD | Winter Peak | MD¦Winter Peak | 1 | 1.0025 | 1.0072 | 1.0072 | 1.0072 | 1.0072 | 1.0072 | 1.0072 | 1.0072 | 1.0072 | 1.0072 | 1.0072 | 1.0072 | 1.0072 | 1.0072 | 1.0072 | 1.0072 | 1.0072 | 1.0072 | 1.0072 | 1.0072 | 1.0072 | 1.0072 | 1.0072 | 1.0072 | 1.0072 | 0
ME | Winter | ME¦Winter | 0 | 1 | 0.9 | 0.9 | 0.9 | 0.9 | 0.9 | 0.9 | 0.9 | 0.9 | 0.9 | 0.9 | 0.9 | 0.9 | 0.9 | 0.9 | 0.9 | 0.9 | 0.9 | 0.9 | 0.9 | 0.9 | 0.9 | 0.9 | 0.9 | 0.9 | 0
ME | Spring | ME¦Spring | 0 | 1 | 0.9 | 0.9 | 0.9 | 0.9 | 0.9 | 0.9 | 0.9 | 0.9 | 0.9 | 0.9 | 0.9 | 0.9 | 0.9 | 0.9 | 0.9 | 0.9 | 0.9 | 0.9 | 0.9 | 0.9 | 0.9 | 0.9 | 0.9 | 0.9 | 0
ME | Summer | ME¦Summer | 0 | 1 | 0.9 | 0.9 | 0.9 | 0.9 | 0.9 | 0.9 | 0.9 | 0.9 | 0.9 | 0.9 | 0.9 | 0.9 | 0.9 | 0.9 | 0.9 | 0.9 | 0.9 | 0.9 | 0.9 | 0.9 | 0.9 | 0.9 | 0.9 | 0.9 | 0
ME | Fall | ME¦Fall | 0 | 1 | 0.9 | 0.9 | 0.9 | 0.9 | 0.9 | 0.9 | 0.9 | 0.9 | 0.9 | 0.9 | 0.9 | 0.9 | 0.9 | 0.9 | 0.9 | 0.9 | 0.9 | 0.9 | 0.9 | 0.9 | 0.9 | 0.9 | 0.9 | 0.9 | 0
ME | Summer Peak | ME¦Summer Peak | 0 | 1 | 0.9 | 0.9 | 0.9 | 0.9 | 0.9 | 0.9 | 0.9 | 0.9 | 0.9 | 0.9 | 0.9 | 0.9 | 0.9 | 0.9 | 0.9 | 0.9 | 0.9 | 0.9 | 0.9 | 0.9 | 0.9 | 0.9 | 0.9 | 0.9 | 0
ME | Winter Peak | ME¦Winter Peak | 0 | 1 | 0.9 | 0.9 | 0.9 | 0.9 | 0.9 | 0.9 | 0.9 | 0.9 | 0.9 | 0.9 | 0.9 | 0.9 | 0.9 | 0.9 | 0.9 | 0.9 | 0.9 | 0.9 | 0.9 | 0.9 | 0.9 | 0.9 | 0.9 | 0.9 | 0
MI | Winter | MI¦Winter | 1 | 1.0234 | 1.2676 | 1.2676 | 1.2676 | 1.2676 | 1.2676 | 1.2676 | 1.2676 | 1.2676 | 1.2676 | 1.2676 | 1.2676 | 1.2676 | 1.2676 | 1.2676 | 1.2676 | 1.2676 | 1.2676 | 1.2676 | 1.2676 | 1.2676 | 1.2676 | 1.2676 | 1.2676 | 1.2676 | 0
MI | Spring | MI¦Spring | 1 | 1.0234 | 1.2676 | 1.2676 | 1.2676 | 1.2676 | 1.2676 | 1.2676 | 1.2676 | 1.2676 | 1.2676 | 1.2676 | 1.2676 | 1.2676 | 1.2676 | 1.2676 | 1.2676 | 1.2676 | 1.2676 | 1.2676 | 1.2676 | 1.2676 | 1.2676 | 1.2676 | 1.2676 | 1.2676 | 0
MI | Summer | MI¦Summer | 1 | 1.0234 | 1.2676 | 1.2676 | 1.2676 | 1.2676 | 1.2676 | 1.2676 | 1.2691 | 1.2676 | 1.2676 | 1.2676 | 1.2676 | 1.2676 | 1.2676 | 1.2676 | 1.2676 | 1.2676 | 1.2676 | 1.2676 | 1.2676 | 1.2676 | 1.2676 | 1.2676 | 1.2676 | 1.2676 | 0
MI | Fall | MI¦Fall | 1 | 1.0234 | 1.2676 | 1.2676 | 1.2676 | 1.2676 | 1.2676 | 1.2676 | 1.2676 | 1.2676 | 1.2676 | 1.2676 | 1.2676 | 1.2676 | 1.2676 | 1.2676 | 1.2676 | 1.2676 | 1.2676 | 1.2676 | 1.2676 | 1.2676 | 1.2676 | 1.2676 | 1.2676 | 1.2676 | 0
MI | Summer Peak | MI¦Summer Peak | 1 | 1.0234 | 1.2676 | 1.2676 | 1.2676 | 1.2676 | 1.2676 | 1.2676 | 1.2676 | 1.2676 | 1.2676 | 1.2676 | 1.2676 | 1.2676 | 1.2676 | 1.2676 | 1.2676 | 1.2676 | 1.2676 | 1.2676 | 1.2676 | 1.2676 | 1.2676 | 1.2676 | 1.2676 | 1.2676 | 0
MI | Winter Peak | MI¦Winter Peak | 1 | 1.0234 | 1.2676 | 1.2676 | 1.2676 | 1.2676 | 1.2676 | 1.2676 | 1.2676 | 1.2676 | 1.2676 | 1.2676 | 1.2676 | 1.2676 | 1.2676 | 1.2676 | 1.2676 | 1.2676 | 1.2676 | 1.2676 | 1.2676 | 1.2676 | 1.2676 | 1.2676 | 1.2676 | 1.2676 | 0
MN | Winter | MN¦Winter | 1 | 1.0546 | 1.1492 | 1.1643 | 1.1698 | 1.1477 | 1.1308 | 1.0775 | 1.0496 | 1.0465 | 1.0466 | 1.0465 | 1.0461 | 1.0402 | 1.0424 | 1.0479 | 1.0563 | 1.0494 | 1.0438 | 1.0361 | 1.0343 | 1.0355 | 1.0414 | 1.0557 | 1.0972 | 1.1441 | 0
MN | Spring | MN¦Spring | 1 | 1.0546 | 1.1711 | 1.1788 | 1.1791 | 1.1673 | 1.1295 | 1.0962 | 1.0643 | 1.0587 | 1.0453 | 1.0386 | 1.0373 | 1.0383 | 1.0403 | 1.0387 | 1.0371 | 1.0343 | 1.0343 | 1.0386 | 1.0377 | 1.0405 | 1.0516 | 1.0516 | 1.0752 | 1.1049 | 0
MN | Summer | MN¦Summer | 1 | 1.0546 | 1.2623 | 1.3109 | 1.3449 | 1.3456 | 1.3176 | 1.1872 | 1.1154 | 1.102 | 1.0778 | 1.072 | 1.0727 | 1.0804 | 1.0976 | 1.1165 | 1.1189 | 1.112 | 1.0722 | 1.0424 | 1.0345 | 1.0405 | 1.0551 | 1.1078 | 1.1622 | 1.2041 | 0
MN | Fall | MN¦Fall | 1 | 1.0546 | 1.0593 | 1.0515 | 1.0453 | 1.0397 | 1.0343 | 1.0377 | 1.0377 | 1.0343 | 1.0343 | 1.0343 | 1.0343 | 1.0343 | 1.0343 | 1.0343 | 1.0343 | 1.0343 | 1.0343 | 1.0343 | 1.0343 | 1.0343 | 1.0343 | 1.041 | 1.0445 | 1.0549 | 0
MN | Summer Peak | MN¦Summer Peak | 1 | 1.0546 | 1.0343 | 1.0343 | 1.0343 | 1.0343 | 1.0343 | 1.0343 | 1.0343 | 1.0343 | 1.0343 | 1.0343 | 1.0343 | 1.0343 | 1.0343 | 1.0343 | 1.0343 | 1.0343 | 1.0343 | 1.0343 | 1.0343 | 1.0343 | 1.0343 | 1.0343 | 1.0348 | 1.0651 | 0
MN | Winter Peak | MN¦Winter Peak | 1 | 1.0546 | 1.0343 | 1.0343 | 1.0343 | 1.0343 | 1.0343 | 1.0343 | 1.0343 | 1.0343 | 1.0343 | 1.0343 | 1.0343 | 1.0343 | 1.0343 | 1.0343 | 1.0343 | 1.0343 | 1.0343 | 1.0343 | 1.0343 | 1.0343 | 1.0343 | 1.0343 | 1.0343 | 1.0457 | 0
MO | Winter | MO¦Winter | 1 | 0.80672 | 1.4298 | 1.4465 | 1.458 | 1.447 | 1.4324 | 1.4347 | 1.4298 | 1.4248 | 1.4248 | 1.4248 | 1.4248 | 1.4248 | 1.4248 | 1.4248 | 1.4248 | 1.4248 | 1.4248 | 1.4248 | 1.4248 | 1.4248 | 1.4248 | 1.4248 | 1.4248 | 1.4248 | 0
MO | Spring | MO¦Spring | 1 | 0.80672 | 1.4248 | 1.4248 | 1.4248 | 1.4248 | 1.4248 | 1.4248 | 1.4248 | 1.4248 | 1.4248 | 1.4248 | 1.4248 | 1.4248 | 1.4248 | 1.4248 | 1.4248 | 1.4248 | 1.4248 | 1.4248 | 1.4248 | 1.4248 | 1.4248 | 1.4248 | 1.4248 | 1.4248 | 0
MO | Summer | MO¦Summer | 1 | 0.80672 | 1.4248 | 1.4248 | 1.4248 | 1.4248 | 1.4248 | 1.4303 | 1.4303 | 1.4248 | 1.4248 | 1.4248 | 1.4248 | 1.4248 | 1.4248 | 1.4248 | 1.4248 | 1.4248 | 1.4248 | 1.4248 | 1.4248 | 1.4248 | 1.4248 | 1.4248 | 1.4248 | 1.4248 | 0
MO | Fall | MO¦Fall | 1 | 0.80672 | 1.4377 | 1.4705 | 1.4781 | 1.4592 | 1.4371 | 1.4364 | 1.4376 | 1.4262 | 1.4248 | 1.4248 | 1.4248 | 1.4248 | 1.4248 | 1.4248 | 1.4248 | 1.4248 | 1.4248 | 1.4248 | 1.4248 | 1.4248 | 1.4248 | 1.4248 | 1.4248 | 1.4256 | 0
MO | Summer Peak | MO¦Summer Peak | 1 | 0.80672 | 1.4248 | 1.4248 | 1.4248 | 1.4248 | 1.4248 | 1.4248 | 1.4248 | 1.4248 | 1.4248 | 1.4248 | 1.4248 | 1.4248 | 1.4248 | 1.4248 | 1.4248 | 1.4248 | 1.4248 | 1.4248 | 1.4248 | 1.4248 | 1.4248 | 1.4248 | 1.4248 | 1.4248 | 0
MO | Winter Peak | MO¦Winter Peak | 1 | 0.80672 | 1.4248 | 1.4248 | 1.4248 | 1.4248 | 1.4248 | 1.4248 | 1.4248 | 1.4248 | 1.4248 | 1.4248 | 1.4248 | 1.4248 | 1.4248 | 1.4248 | 1.4248 | 1.4248 | 1.4248 | 1.4248 | 1.4248 | 1.4248 | 1.4248 | 1.4248 | 1.4248 | 1.4248 | 0
MS | Winter | MS¦Winter | 1 | 1.0491 | 1.0103 | 1.0103 | 1.0103 | 1.0103 | 1.0103 | 1.0103 | 1.0103 | 1.0103 | 1.0103 | 1.0103 | 1.0103 | 1.0103 | 1.0103 | 1.0103 | 1.0103 | 1.0103 | 1.0103 | 1.0103 | 1.0103 | 1.0103 | 1.0103 | 1.0103 | 1.0103 | 1.0103 | 0
MS | Spring | MS¦Spring | 1 | 1.0491 | 1.0103 | 1.0103 | 1.0103 | 1.0103 | 1.0103 | 1.0103 | 1.0103 | 1.0103 | 1.0103 | 1.0103 | 1.0103 | 1.0103 | 1.0103 | 1.0103 | 1.0103 | 1.0103 | 1.0103 | 1.0103 | 1.0103 | 1.0103 | 1.0103 | 1.0103 | 1.0103 | 1.0103 | 0
MS | Summer | MS¦Summer | 1 | 1.0491 | 1.0103 | 1.0103 | 1.0103 | 1.0103 | 1.0103 | 1.0103 | 1.0103 | 1.0103 | 1.0103 | 1.0103 | 1.0103 | 1.0103 | 1.0103 | 1.0103 | 1.0103 | 1.0103 | 1.0103 | 1.0103 | 1.0103 | 1.0103 | 1.0103 | 1.0103 | 1.0103 | 1.0103 | 0
MS | Fall | MS¦Fall | 1 | 1.0491 | 1.0103 | 1.0103 | 1.0103 | 1.0103 | 1.0103 | 1.014 | 1.0103 | 1.0103 | 1.0103 | 1.0103 | 1.0103 | 1.0103 | 1.0103 | 1.0103 | 1.0103 | 1.0103 | 1.0103 | 1.0103 | 1.0103 | 1.0103 | 1.0103 | 1.0103 | 1.0103 | 1.0103 | 0
MS | Summer Peak | MS¦Summer Peak | 1 | 1.0491 | 1.0103 | 1.0103 | 1.0103 | 1.0103 | 1.0103 | 1.0103 | 1.0103 | 1.0103 | 1.0103 | 1.0103 | 1.0103 | 1.0103 | 1.0103 | 1.0103 | 1.0103 | 1.0103 | 1.0103 | 1.0103 | 1.0103 | 1.0103 | 1.0103 | 1.0103 | 1.0103 | 1.0103 | 0
MS | Winter Peak | MS¦Winter Peak | 1 | 1.0491 | 1.0103 | 1.0103 | 1.0103 | 1.0103 | 1.0103 | 1.0103 | 1.0103 | 1.0103 | 1.0103 | 1.0103 | 1.0103 | 1.0103 | 1.0103 | 1.0103 | 1.0103 | 1.0103 | 1.0103 | 1.0103 | 1.0103 | 1.0103 | 1.0103 | 1.0103 | 1.0103 | 1.0103 | 0
MT | Winter | MT¦Winter | 0 | 1 | 0.9 | 0.9 | 0.9 | 0.9 | 0.9 | 0.9 | 0.9 | 0.9 | 0.9 | 0.9 | 0.9 | 0.9 | 0.9 | 0.9 | 0.9 | 0.9 | 0.9 | 0.9 | 0.9 | 0.9 | 0.9 | 0.9 | 0.9 | 0.9 | 0
MT | Spring | MT¦Spring | 0 | 1 | 0.9 | 0.9 | 0.9 | 0.9 | 0.9 | 0.9 | 0.9 | 0.9 | 0.9 | 0.9 | 0.9 | 0.9 | 0.9 | 0.9 | 0.9 | 0.9 | 0.9 | 0.9 | 0.9 | 0.9 | 0.9 | 0.9 | 0.9 | 0.9 | 0
MT | Summer | MT¦Summer | 0 | 1 | 0.9 | 0.9 | 0.9 | 0.9 | 0.9 | 0.9 | 0.9 | 0.9 | 0.9 | 0.9 | 0.9 | 0.9 | 0.9 | 0.9 | 0.9 | 0.9 | 0.9 | 0.9 | 0.9 | 0.9 | 0.9 | 0.9 | 0.9 | 0.9 | 0
MT | Fall | MT¦Fall | 0 | 1 | 0.9 | 0.9 | 0.9 | 0.9 | 0.9 | 0.9 | 0.9 | 0.9 | 0.9 | 0.9 | 0.9 | 0.9 | 0.9 | 0.9 | 0.9 | 0.9 | 0.9 | 0.9 | 0.9 | 0.9 | 0.9 | 0.9 | 0.9 | 0.9 | 0
MT | Summer Peak | MT¦Summer Peak | 0 | 1 | 0.9 | 0.9 | 0.9 | 0.9 | 0.9 | 0.9 | 0.9 | 0.9 | 0.9 | 0.9 | 0.9 | 0.9 | 0.9 | 0.9 | 0.9 | 0.9 | 0.9 | 0.9 | 0.9 | 0.9 | 0.9 | 0.9 | 0.9 | 0.9 | 0
MT | Winter Peak | MT¦Winter Peak | 0 | 1 | 0.9 | 0.9 | 0.9 | 0.9 | 0.9 | 0.9 | 0.9 | 0.9 | 0.9 | 0.9 | 0.9 | 0.9 | 0.9 | 0.9 | 0.9 | 0.9 | 0.9 | 0.9 | 0.9 | 0.9 | 0.9 | 0.9 | 0.9 | 0.9 | 0
NC | Winter | NC¦Winter | 1 | 0.9965 | 1.0217 | 1.0217 | 1.0217 | 1.0217 | 1.0217 | 1.0217 | 1.0217 | 1.0217 | 1.0217 | 1.0217 | 1.0217 | 1.0217 | 1.0217 | 1.0217 | 1.0217 | 1.0217 | 1.0217 | 1.0217 | 1.0217 | 1.0217 | 1.0217 | 1.0217 | 1.0217 | 1.0217 | 0
NC | Spring | NC¦Spring | 1 | 0.9965 | 1.0217 | 1.0217 | 1.0217 | 1.0217 | 1.0217 | 1.0217 | 1.0217 | 1.0225 | 1.0217 | 1.0217 | 1.0217 | 1.0217 | 1.0217 | 1.0217 | 1.0217 | 1.0217 | 1.0217 | 1.0217 | 1.0217 | 1.0217 | 1.0217 | 1.0217 | 1.0217 | 1.0217 | 0
NC | Summer | NC¦Summer | 1 | 0.9965 | 1.0217 | 1.0217 | 1.0217 | 1.0217 | 1.0217 | 1.0217 | 1.0217 | 1.0217 | 1.0217 | 1.0217 | 1.0217 | 1.0217 | 1.0217 | 1.0217 | 1.0217 | 1.0217 | 1.0217 | 1.0217 | 1.0217 | 1.0217 | 1.0217 | 1.0217 | 1.0217 | 1.0217 | 0
NC | Fall | NC¦Fall | 1 | 0.9965 | 1.0217 | 1.0217 | 1.0217 | 1.0217 | 1.0217 | 1.0217 | 1.0233 | 1.0231 | 1.0217 | 1.0217 | 1.0217 | 1.0217 | 1.0217 | 1.0217 | 1.0217 | 1.0217 | 1.0217 | 1.0217 | 1.0217 | 1.0217 | 1.0217 | 1.0217 | 1.0217 | 1.0217 | 0
NC | Summer Peak | NC¦Summer Peak | 1 | 0.9965 | 1.0217 | 1.0217 | 1.0217 | 1.0217 | 1.0217 | 1.0217 | 1.0217 | 1.0217 | 1.0217 | 1.0217 | 1.0217 | 1.0217 | 1.0217 | 1.0217 | 1.0217 | 1.0217 | 1.0217 | 1.0217 | 1.0217 | 1.0217 | 1.0217 | 1.0217 | 1.0217 | 1.0217 | 0
NC | Winter Peak | NC¦Winter Peak | 1 | 0.9965 | 1.0217 | 1.0217 | 1.0217 | 1.0217 | 1.0217 | 1.0217 | 1.0217 | 1.0217 | 1.0217 | 1.0217 | 1.0217 | 1.0217 | 1.0217 | 1.0217 | 1.0217 | 1.0217 | 1.0217 | 1.0217 | 1.0217 | 1.0217 | 1.0217 | 1.0217 | 1.0217 | 1.0217 | 0
ND | Winter | ND¦Winter | 0 | 1 | 0.9 | 0.9 | 0.9 | 0.9 | 0.9 | 0.9 | 0.9 | 0.9 | 0.9 | 0.9 | 0.9 | 0.9 | 0.9 | 0.9 | 0.9 | 0.9 | 0.9 | 0.9 | 0.9 | 0.9 | 0.9 | 0.9 | 0.9 | 0.9 | 0
ND | Spring | ND¦Spring | 0 | 1 | 0.9 | 0.9 | 0.9 | 0.9 | 0.9 | 0.9 | 0.9 | 0.9 | 0.9 | 0.9 | 0.9 | 0.9 | 0.9 | 0.9 | 0.9 | 0.9 | 0.9 | 0.9 | 0.9 | 0.9 | 0.9 | 0.9 | 0.9 | 0.9 | 0
ND | Summer | ND¦Summer | 0 | 1 | 0.9 | 0.9 | 0.9 | 0.9 | 0.9 | 0.9 | 0.9 | 0.9 | 0.9 | 0.9 | 0.9 | 0.9 | 0.9 | 0.9 | 0.9 | 0.9 | 0.9 | 0.9 | 0.9 | 0.9 | 0.9 | 0.9 | 0.9 | 0.9 | 0
ND | Fall | ND¦Fall | 0 | 1 | 0.9 | 0.9 | 0.9 | 0.9 | 0.9 | 0.9 | 0.9 | 0.9 | 0.9 | 0.9 | 0.9 | 0.9 | 0.9 | 0.9 | 0.9 | 0.9 | 0.9 | 0.9 | 0.9 | 0.9 | 0.9 | 0.9 | 0.9 | 0.9 | 0
ND | Summer Peak | ND¦Summer Peak | 0 | 1 | 0.9 | 0.9 | 0.9 | 0.9 | 0.9 | 0.9 | 0.9 | 0.9 | 0.9 | 0.9 | 0.9 | 0.9 | 0.9 | 0.9 | 0.9 | 0.9 | 0.9 | 0.9 | 0.9 | 0.9 | 0.9 | 0.9 | 0.9 | 0.9 | 0
ND | Winter Peak | ND¦Winter Peak | 0 | 1 | 0.9 | 0.9 | 0.9 | 0.9 | 0.9 | 0.9 | 0.9 | 0.9 | 0.9 | 0.9 | 0.9 | 0.9 | 0.9 | 0.9 | 0.9 | 0.9 | 0.9 | 0.9 | 0.9 | 0.9 | 0.9 | 0.9 | 0.9 | 0.9 | 0
NE | Winter | NE¦Winter | 1 | 1.0655 | 1.05 | 1.0637 | 1.0882 | 1.082 | 1.0618 | 0.9986 | 0.9524 | 0.9496 | 0.9436 | 0.9432 | 0.9478 | 0.9467 | 0.9484 | 0.9625 | 0.9687 | 0.9714 | 0.9526 | 0.9151 | 0.9201 | 0.9349 | 0.9602 | 0.9979 | 1.062 | 1.1102 | 0
NE | Spring | NE¦Spring | 1 | 1.0655 | 0.9891 | 0.9959 | 0.9941 | 0.9696 | 0.947 | 0.9364 | 0.9261 | 0.916 | 0.9155 | 0.9151 | 0.9151 | 0.9151 | 0.9151 | 0.9151 | 0.9151 | 0.9151 | 0.9151 | 0.9151 | 0.9151 | 0.9151 | 0.9199 | 0.9219 | 0.9403 | 0.9633 | 0
NE | Summer | NE¦Summer | 1 | 1.0655 | 1.0308 | 1.0465 | 1.053 | 1.0558 | 1.0471 | 0.9717 | 0.9547 | 0.9509 | 0.9444 | 0.927 | 0.927 | 0.9259 | 0.9434 | 0.9472 | 0.9472 | 0.9436 | 0.924 | 0.9185 | 0.9154 | 0.9223 | 0.9293 | 0.9346 | 0.9621 | 0.9774 | 0
NE | Fall | NE¦Fall | 1 | 1.0655 | 0.9341 | 0.9186 | 0.9254 | 0.9186 | 0.9151 | 0.9151 | 0.9151 | 0.9151 | 0.9151 | 0.9151 | 0.9151 | 0.9151 | 0.9151 | 0.9151 | 0.9151 | 0.9151 | 0.9151 | 0.9151 | 0.9151 | 0.9151 | 0.9151 | 0.9151 | 0.9151 | 0.9151 | 0
NE | Summer Peak | NE¦Summer Peak | 1 | 1.0655 | 0.9151 | 0.9151 | 0.9151 | 0.9151 | 0.9151 | 0.9151 | 0.9151 | 0.9151 | 0.9151 | 0.9151 | 0.9151 | 0.9151 | 0.9151 | 0.9151 | 0.9151 | 0.9151 | 0.9151 | 0.9151 | 0.9151 | 0.9151 | 0.9151 | 0.9151 | 0.9151 | 0.9151 | 0
NE | Winter Peak | NE¦Winter Peak | 1 | 1.0655 | 1.0238 | 1.0753 | 1.0931 | 1.069 | 1.069 | 1.0026 | 0.926 | 0.9258 | 0.926 | 0.9151 | 0.9151 | 0.9151 | 0.9151 | 0.9151 | 0.9151 | 0.9151 | 0.9151 | 0.9151 | 0.9151 | 0.9151 | 0.9151 | 0.9151 | 0.9151 | 0.9151 | 0
NH | Winter | NH¦Winter | 1 | 1.0612 | 0.9757 | 0.9757 | 0.9757 | 0.9757 | 0.9757 | 0.9757 | 0.9757 | 0.9757 | 0.9757 | 0.9757 | 0.9757 | 0.9757 | 0.9757 | 0.9757 | 0.9757 | 0.9757 | 0.9757 | 0.9757 | 0.9757 | 0.9757 | 0.9757 | 0.9757 | 0.9757 | 0.9757 | 0
NH | Spring | NH¦Spring | 1 | 1.0612 | 0.9757 | 0.9757 | 0.9757 | 0.9757 | 0.9757 | 0.9757 | 0.986 | 0.9808 | 0.9757 | 0.9757 | 0.9757 | 0.9757 | 0.9757 | 0.9757 | 0.9757 | 0.9757 | 0.9757 | 0.9757 | 0.9757 | 0.9757 | 0.9757 | 0.9757 | 0.9757 | 0.9757 | 0
NH | Summer | NH¦Summer | 1 | 1.0612 | 0.9786 | 0.9757 | 0.9757 | 0.9757 | 0.9757 | 0.9757 | 0.9815 | 0.9844 | 0.9757 | 0.9757 | 0.9757 | 0.9757 | 0.9757 | 0.9757 | 0.9757 | 0.9757 | 0.9757 | 0.9757 | 0.9757 | 0.9757 | 0.9757 | 0.9757 | 0.9757 | 0.9757 | 0
NH | Fall | NH¦Fall | 1 | 1.0612 | 0.9757 | 0.9757 | 0.9757 | 0.9757 | 0.9757 | 0.9757 | 0.9884 | 0.9799 | 0.9757 | 0.9757 | 0.9757 | 0.9757 | 0.9757 | 0.9757 | 0.9757 | 0.9757 | 0.9757 | 0.9757 | 0.9757 | 0.9757 | 0.9757 | 0.9757 | 0.9757 | 0.9757 | 0
NH | Summer Peak | NH¦Summer Peak | 1 | 1.0612 | 0.9757 | 0.9757 | 0.9757 | 0.9757 | 0.9757 | 0.9757 | 0.9757 | 0.9757 | 0.9757 | 0.9757 | 0.9757 | 0.9757 | 0.9757 | 0.9757 | 0.9757 | 0.9757 | 0.9757 | 0.9757 | 0.9757 | 0.9757 | 0.9757 | 0.9757 | 0.9757 | 0.9757 | 0
NH | Winter Peak | NH¦Winter Peak | 1 | 1.0612 | 0.9757 | 0.9757 | 0.9757 | 0.9757 | 0.9757 | 0.9757 | 0.9757 | 0.9757 | 0.9757 | 0.9757 | 0.9757 | 0.9757 | 0.9757 | 0.9757 | 0.9757 | 0.9757 | 0.9757 | 0.9757 | 0.9757 | 0.9757 | 0.9757 | 0.9757 | 0.9757 | 0.9757 | 0
NJ | Winter | NJ¦Winter | 1 | 1.004 | 1.0579 | 1.0579 | 1.0579 | 1.0579 | 1.0579 | 1.0579 | 1.0579 | 1.0579 | 1.0579 | 1.0579 | 1.0579 | 1.0579 | 1.0579 | 1.0579 | 1.0579 | 1.0579 | 1.0579 | 1.0579 | 1.0579 | 1.0579 | 1.0579 | 1.0579 | 1.0579 | 1.0579 | 0
NJ | Spring | NJ¦Spring | 1 | 1.004 | 1.0579 | 1.0579 | 1.0579 | 1.0579 | 1.0579 | 1.0579 | 1.069 | 1.0646 | 1.0579 | 1.0579 | 1.0579 | 1.0579 | 1.0579 | 1.0579 | 1.0579 | 1.0579 | 1.0579 | 1.0579 | 1.0579 | 1.0579 | 1.0579 | 1.0579 | 1.0579 | 1.0579 | 0
NJ | Summer | NJ¦Summer | 1 | 1.004 | 1.0579 | 1.0579 | 1.0579 | 1.0579 | 1.0579 | 1.0579 | 1.0579 | 1.0579 | 1.0579 | 1.0579 | 1.0579 | 1.0579 | 1.0579 | 1.0579 | 1.0579 | 1.0579 | 1.0579 | 1.0579 | 1.0579 | 1.0579 | 1.0579 | 1.0579 | 1.0579 | 1.0579 | 0
NJ | Fall | NJ¦Fall | 1 | 1.004 | 1.0579 | 1.0579 | 1.0579 | 1.0579 | 1.0579 | 1.0579 | 1.0622 | 1.0638 | 1.0579 | 1.0579 | 1.0579 | 1.0579 | 1.0579 | 1.0579 | 1.0579 | 1.0579 | 1.0579 | 1.0579 | 1.0579 | 1.0579 | 1.0579 | 1.0579 | 1.0579 | 1.0579 | 0
NJ | Summer Peak | NJ¦Summer Peak | 1 | 1.004 | 1.0579 | 1.0579 | 1.0579 | 1.0579 | 1.0579 | 1.0579 | 1.0579 | 1.0579 | 1.0579 | 1.0579 | 1.0579 | 1.0579 | 1.0579 | 1.0579 | 1.0579 | 1.0579 | 1.0579 | 1.0579 | 1.0579 | 1.0579 | 1.0579 | 1.0579 | 1.0579 | 1.0579 | 0
NJ | Winter Peak | NJ¦Winter Peak | 1 | 1.004 | 1.0579 | 1.0579 | 1.0579 | 1.0579 | 1.0579 | 1.0579 | 1.0579 | 1.0579 | 1.0579 | 1.0579 | 1.0579 | 1.0579 | 1.0579 | 1.0579 | 1.0579 | 1.0579 | 1.0579 | 1.0579 | 1.0579 | 1.0579 | 1.0579 | 1.0579 | 1.0579 | 1.0579 | 0
NM | Winter | NM¦Winter | 0 | 1 | 0.9 | 0.9 | 0.9 | 0.9 | 0.9 | 0.9 | 0.9 | 0.9 | 0.9 | 0.9 | 0.9 | 0.9 | 0.9 | 0.9 | 0.9 | 0.9 | 0.9 | 0.9 | 0.9 | 0.9 | 0.9 | 0.9 | 0.9 | 0.9 | 0
NM | Spring | NM¦Spring | 0 | 1 | 0.9 | 0.9 | 0.9 | 0.9 | 0.9 | 0.9 | 0.9 | 0.9 | 0.9 | 0.9 | 0.9 | 0.9 | 0.9 | 0.9 | 0.9 | 0.9 | 0.9 | 0.9 | 0.9 | 0.9 | 0.9 | 0.9 | 0.9 | 0.9 | 0
NM | Summer | NM¦Summer | 0 | 1 | 0.9 | 0.9 | 0.9 | 0.9 | 0.9 | 0.9 | 0.9 | 0.9 | 0.9 | 0.9 | 0.9 | 0.9 | 0.9 | 0.9 | 0.9 | 0.9 | 0.9 | 0.9 | 0.9 | 0.9 | 0.9 | 0.9 | 0.9 | 0.9 | 0
NM | Fall | NM¦Fall | 0 | 1 | 0.9 | 0.9 | 0.9 | 0.9 | 0.9 | 0.9 | 0.9 | 0.9 | 0.9 | 0.9 | 0.9 | 0.9 | 0.9 | 0.9 | 0.9 | 0.9 | 0.9 | 0.9 | 0.9 | 0.9 | 0.9 | 0.9 | 0.9 | 0.9 | 0
NM | Summer Peak | NM¦Summer Peak | 0 | 1 | 0.9 | 0.9 | 0.9 | 0.9 | 0.9 | 0.9 | 0.9 | 0.9 | 0.9 | 0.9 | 0.9 | 0.9 | 0.9 | 0.9 | 0.9 | 0.9 | 0.9 | 0.9 | 0.9 | 0.9 | 0.9 | 0.9 | 0.9 | 0.9 | 0
NM | Winter Peak | NM¦Winter Peak | 0 | 1 | 0.9 | 0.9 | 0.9 | 0.9 | 0.9 | 0.9 | 0.9 | 0.9 | 0.9 | 0.9 | 0.9 | 0.9 | 0.9 | 0.9 | 0.9 | 0.9 | 0.9 | 0.9 | 0.9 | 0.9 | 0.9 | 0.9 | 0.9 | 0.9 | 0
NV | Winter | NV¦Winter | 0 | 1 | 0.9 | 0.9 | 0.9 | 0.9 | 0.9 | 0.9 | 0.9 | 0.9 | 0.9 | 0.9 | 0.9 | 0.9 | 0.9 | 0.9 | 0.9 | 0.9 | 0.9 | 0.9 | 0.9 | 0.9 | 0.9 | 0.9 | 0.9 | 0.9 | 0
NV | Spring | NV¦Spring | 0 | 1 | 0.9 | 0.9 | 0.9 | 0.9 | 0.9 | 0.9 | 0.9 | 0.9 | 0.9 | 0.9 | 0.9 | 0.9 | 0.9 | 0.9 | 0.9 | 0.9 | 0.9 | 0.9 | 0.9 | 0.9 | 0.9 | 0.9 | 0.9 | 0.9 | 0
NV | Summer | NV¦Summer | 0 | 1 | 0.9 | 0.9 | 0.9 | 0.9 | 0.9 | 0.9 | 0.9 | 0.9 | 0.9 | 0.9 | 0.9 | 0.9 | 0.9 | 0.9 | 0.9 | 0.9 | 0.9 | 0.9 | 0.9 | 0.9 | 0.9 | 0.9 | 0.9 | 0.9 | 0
NV | Fall | NV¦Fall | 0 | 1 | 0.9 | 0.9 | 0.9 | 0.9 | 0.9 | 0.9 | 0.9 | 0.9 | 0.9 | 0.9 | 0.9 | 0.9 | 0.9 | 0.9 | 0.9 | 0.9 | 0.9 | 0.9 | 0.9 | 0.9 | 0.9 | 0.9 | 0.9 | 0.9 | 0
NV | Summer Peak | NV¦Summer Peak | 0 | 1 | 0.9 | 0.9 | 0.9 | 0.9 | 0.9 | 0.9 | 0.9 | 0.9 | 0.9 | 0.9 | 0.9 | 0.9 | 0.9 | 0.9 | 0.9 | 0.9 | 0.9 | 0.9 | 0.9 | 0.9 | 0.9 | 0.9 | 0.9 | 0.9 | 0
NV | Winter Peak | NV¦Winter Peak | 0 | 1 | 0.9 | 0.9 | 0.9 | 0.9 | 0.9 | 0.9 | 0.9 | 0.9 | 0.9 | 0.9 | 0.9 | 0.9 | 0.9 | 0.9 | 0.9 | 0.9 | 0.9 | 0.9 | 0.9 | 0.9 | 0.9 | 0.9 | 0.9 | 0.9 | 0
NY | Winter | NY¦Winter | 1 | 1.0247 | 0.9999 | 0.9999 | 0.9999 | 0.9999 | 0.9999 | 0.9999 | 0.9999 | 0.9999 | 0.9999 | 0.9999 | 0.9999 | 0.9999 | 0.9999 | 0.9999 | 0.9999 | 0.9999 | 0.9999 | 0.9999 | 0.9999 | 0.9999 | 0.9999 | 0.9999 | 0.9999 | 0.9999 | 0
NY | Spring | NY¦Spring | 1 | 1.0247 | 0.9999 | 0.9999 | 0.9999 | 0.9999 | 0.9999 | 0.9999 | 1.001 | 0.9999 | 0.9999 | 0.9999 | 0.9999 | 0.9999 | 0.9999 | 0.9999 | 0.9999 | 0.9999 | 0.9999 | 0.9999 | 0.9999 | 0.9999 | 0.9999 | 0.9999 | 0.9999 | 0.9999 | 0
NY | Summer | NY¦Summer | 1 | 1.0247 | 1.0013 | 0.9999 | 0.9999 | 0.9999 | 0.9999 | 0.9999 | 1.0053 | 1.003 | 0.9999 | 0.9999 | 0.9999 | 0.9999 | 0.9999 | 0.9999 | 0.9999 | 0.9999 | 0.9999 | 0.9999 | 0.9999 | 0.9999 | 0.9999 | 0.9999 | 0.9999 | 0.9999 | 0
NY | Fall | NY¦Fall | 1 | 1.0247 | 0.9999 | 0.9999 | 0.9999 | 0.9999 | 0.9999 | 0.9999 | 0.9999 | 0.9999 | 0.9999 | 0.9999 | 0.9999 | 0.9999 | 0.9999 | 0.9999 | 0.9999 | 0.9999 | 0.9999 | 0.9999 | 0.9999 | 0.9999 | 0.9999 | 0.9999 | 0.9999 | 0.9999 | 0
NY | Summer Peak | NY¦Summer Peak | 1 | 1.0247 | 0.9999 | 0.9999 | 0.9999 | 0.9999 | 0.9999 | 0.9999 | 0.9999 | 0.9999 | 0.9999 | 0.9999 | 0.9999 | 0.9999 | 0.9999 | 0.9999 | 0.9999 | 0.9999 | 0.9999 | 0.9999 | 0.9999 | 0.9999 | 0.9999 | 0.9999 | 0.9999 | 0.9999 | 0
NY | Winter Peak | NY¦Winter Peak | 1 | 1.0247 | 0.9999 | 0.9999 | 0.9999 | 0.9999 | 0.9999 | 0.9999 | 0.9999 | 0.9999 | 0.9999 | 0.9999 | 0.9999 | 0.9999 | 0.9999 | 0.9999 | 0.9999 | 0.9999 | 0.9999 | 0.9999 | 0.9999 | 0.9999 | 0.9999 | 0.9999 | 0.9999 | 0.9999 | 0
OH | Winter | OH¦Winter | 1 | 0.97707 | 1.0632 | 1.0632 | 1.0632 | 1.0632 | 1.0632 | 1.0632 | 1.0632 | 1.0632 | 1.0632 | 1.0632 | 1.0632 | 1.0632 | 1.0632 | 1.0632 | 1.0632 | 1.0632 | 1.0632 | 1.0632 | 1.0632 | 1.0632 | 1.0632 | 1.0632 | 1.0632 | 1.0632 | 0
OH | Spring | OH¦Spring | 1 | 0.97707 | 1.0632 | 1.0632 | 1.0632 | 1.0632 | 1.0632 | 1.0632 | 1.0649 | 1.0632 | 1.0632 | 1.0632 | 1.0632 | 1.0632 | 1.0632 | 1.0632 | 1.0632 | 1.0632 | 1.0632 | 1.0632 | 1.0632 | 1.0632 | 1.0632 | 1.0632 | 1.0632 | 1.0632 | 0
OH | Summer | OH¦Summer | 1 | 0.97707 | 1.0632 | 1.0632 | 1.0632 | 1.0632 | 1.0632 | 1.0632 | 1.0632 | 1.0632 | 1.0632 | 1.0632 | 1.0632 | 1.0632 | 1.0632 | 1.0632 | 1.0632 | 1.0632 | 1.0632 | 1.0632 | 1.0632 | 1.0632 | 1.0632 | 1.0632 | 1.0632 | 1.0632 | 0
OH | Fall | OH¦Fall | 1 | 0.97707 | 1.0632 | 1.0632 | 1.0632 | 1.0632 | 1.0632 | 1.0632 | 1.0667 | 1.0667 | 1.0632 | 1.0632 | 1.0632 | 1.0632 | 1.0632 | 1.0632 | 1.0632 | 1.0632 | 1.0632 | 1.0632 | 1.0632 | 1.0632 | 1.0632 | 1.0632 | 1.0632 | 1.0632 | 0
OH | Summer Peak | OH¦Summer Peak | 1 | 0.97707 | 1.0632 | 1.0632 | 1.0632 | 1.0632 | 1.0632 | 1.0632 | 1.0632 | 1.0632 | 1.0632 | 1.0632 | 1.0632 | 1.0632 | 1.0632 | 1.0632 | 1.0632 | 1.0632 | 1.0632 | 1.0632 | 1.0632 | 1.0632 | 1.0632 | 1.0632 | 1.0632 | 1.0632 | 0
OH | Winter Peak | OH¦Winter Peak | 1 | 0.97707 | 1.0632 | 1.0632 | 1.0632 | 1.0632 | 1.0632 | 1.0632 | 1.0632 | 1.0632 | 1.0632 | 1.0632 | 1.0632 | 1.0632 | 1.0632 | 1.0632 | 1.0632 | 1.0632 | 1.0632 | 1.0632 | 1.0632 | 1.0632 | 1.0632 | 1.0632 | 1.0632 | 1.0632 | 0
OK | Winter | OK¦Winter | 0 | 1 | 0.9 | 0.9 | 0.9 | 0.9 | 0.9 | 0.9 | 0.9 | 0.9 | 0.9 | 0.9 | 0.9 | 0.9 | 0.9 | 0.9 | 0.9 | 0.9 | 0.9 | 0.9 | 0.9 | 0.9 | 0.9 | 0.9 | 0.9 | 0.9 | 0
OK | Spring | OK¦Spring | 0 | 1 | 0.9 | 0.9 | 0.9 | 0.9 | 0.9 | 0.9 | 0.9 | 0.9 | 0.9 | 0.9 | 0.9 | 0.9 | 0.9 | 0.9 | 0.9 | 0.9 | 0.9 | 0.9 | 0.9 | 0.9 | 0.9 | 0.9 | 0.9 | 0.9 | 0
OK | Summer | OK¦Summer | 0 | 1 | 0.9 | 0.9 | 0.9 | 0.9 | 0.9 | 0.9 | 0.9 | 0.9 | 0.9 | 0.9 | 0.9 | 0.9 | 0.9 | 0.9 | 0.9 | 0.9 | 0.9 | 0.9 | 0.9 | 0.9 | 0.9 | 0.9 | 0.9 | 0.9 | 0
OK | Fall | OK¦Fall | 0 | 1 | 0.9 | 0.9 | 0.9 | 0.9 | 0.9 | 0.9 | 0.9 | 0.9 | 0.9 | 0.9 | 0.9 | 0.9 | 0.9 | 0.9 | 0.9 | 0.9 | 0.9 | 0.9 | 0.9 | 0.9 | 0.9 | 0.9 | 0.9 | 0.9 | 0
OK | Summer Peak | OK¦Summer Peak | 0 | 1 | 0.9 | 0.9 | 0.9 | 0.9 | 0.9 | 0.9 | 0.9 | 0.9 | 0.9 | 0.9 | 0.9 | 0.9 | 0.9 | 0.9 | 0.9 | 0.9 | 0.9 | 0.9 | 0.9 | 0.9 | 0.9 | 0.9 | 0.9 | 0.9 | 0
OK | Winter Peak | OK¦Winter Peak | 0 | 1 | 0.9 | 0.9 | 0.9 | 0.9 | 0.9 | 0.9 | 0.9 | 0.9 | 0.9 | 0.9 | 0.9 | 0.9 | 0.9 | 0.9 | 0.9 | 0.9 | 0.9 | 0.9 | 0.9 | 0.9 | 0.9 | 0.9 | 0.9 | 0.9 | 0
OR | Winter | OR¦Winter | 0 | 1 | 0.9 | 0.9 | 0.9 | 0.9 | 0.9 | 0.9 | 0.9 | 0.9 | 0.9 | 0.9 | 0.9 | 0.9 | 0.9 | 0.9 | 0.9 | 0.9 | 0.9 | 0.9 | 0.9 | 0.9 | 0.9 | 0.9 | 0.9 | 0.9 | 0
OR | Spring | OR¦Spring | 0 | 1 | 0.9 | 0.9 | 0.9 | 0.9 | 0.9 | 0.9 | 0.9 | 0.9 | 0.9 | 0.9 | 0.9 | 0.9 | 0.9 | 0.9 | 0.9 | 0.9 | 0.9 | 0.9 | 0.9 | 0.9 | 0.9 | 0.9 | 0.9 | 0.9 | 0
OR | Summer | OR¦Summer | 0 | 1 | 0.9 | 0.9 | 0.9 | 0.9 | 0.9 | 0.9 | 0.9 | 0.9 | 0.9 | 0.9 | 0.9 | 0.9 | 0.9 | 0.9 | 0.9 | 0.9 | 0.9 | 0.9 | 0.9 | 0.9 | 0.9 | 0.9 | 0.9 | 0.9 | 0
OR | Fall | OR¦Fall | 0 | 1 | 0.9 | 0.9 | 0.9 | 0.9 | 0.9 | 0.9 | 0.9 | 0.9 | 0.9 | 0.9 | 0.9 | 0.9 | 0.9 | 0.9 | 0.9 | 0.9 | 0.9 | 0.9 | 0.9 | 0.9 | 0.9 | 0.9 | 0.9 | 0.9 | 0
OR | Summer Peak | OR¦Summer Peak | 0 | 1 | 0.9 | 0.9 | 0.9 | 0.9 | 0.9 | 0.9 | 0.9 | 0.9 | 0.9 | 0.9 | 0.9 | 0.9 | 0.9 | 0.9 | 0.9 | 0.9 | 0.9 | 0.9 | 0.9 | 0.9 | 0.9 | 0.9 | 0.9 | 0.9 | 0
OR | Winter Peak | OR¦Winter Peak | 0 | 1 | 0.9 | 0.9 | 0.9 | 0.9 | 0.9 | 0.9 | 0.9 | 0.9 | 0.9 | 0.9 | 0.9 | 0.9 | 0.9 | 0.9 | 0.9 | 0.9 | 0.9 | 0.9 | 0.9 | 0.9 | 0.9 | 0.9 | 0.9 | 0.9 | 0
PA | Winter | PA¦Winter | 1 | 0.99761 | 1.126 | 1.126 | 1.126 | 1.126 | 1.126 | 1.126 | 1.126 | 1.126 | 1.126 | 1.126 | 1.126 | 1.126 | 1.126 | 1.126 | 1.126 | 1.126 | 1.126 | 1.126 | 1.126 | 1.126 | 1.126 | 1.126 | 1.126 | 1.126 | 0
PA | Spring | PA¦Spring | 1 | 0.99761 | 1.126 | 1.126 | 1.126 | 1.126 | 1.126 | 1.126 | 1.1311 | 1.1305 | 1.126 | 1.126 | 1.126 | 1.126 | 1.126 | 1.126 | 1.126 | 1.126 | 1.126 | 1.126 | 1.126 | 1.126 | 1.126 | 1.126 | 1.126 | 1.126 | 0
PA | Summer | PA¦Summer | 1 | 0.99761 | 1.126 | 1.126 | 1.126 | 1.126 | 1.126 | 1.126 | 1.1286 | 1.1265 | 1.126 | 1.126 | 1.126 | 1.126 | 1.126 | 1.126 | 1.126 | 1.126 | 1.126 | 1.126 | 1.126 | 1.126 | 1.126 | 1.126 | 1.126 | 1.126 | 0
PA | Fall | PA¦Fall | 1 | 0.99761 | 1.126 | 1.126 | 1.126 | 1.126 | 1.126 | 1.126 | 1.1296 | 1.1288 | 1.126 | 1.126 | 1.126 | 1.126 | 1.126 | 1.126 | 1.126 | 1.126 | 1.126 | 1.126 | 1.126 | 1.126 | 1.126 | 1.126 | 1.126 | 1.126 | 0
PA | Summer Peak | PA¦Summer Peak | 1 | 0.99761 | 1.126 | 1.126 | 1.126 | 1.126 | 1.126 | 1.126 | 1.126 | 1.126 | 1.126 | 1.126 | 1.126 | 1.126 | 1.126 | 1.126 | 1.126 | 1.126 | 1.126 | 1.126 | 1.126 | 1.126 | 1.126 | 1.126 | 1.126 | 1.126 | 0
PA | Winter Peak | PA¦Winter Peak | 1 | 0.99761 | 1.126 | 1.126 | 1.126 | 1.126 | 1.126 | 1.126 | 1.126 | 1.126 | 1.126 | 1.126 | 1.126 | 1.126 | 1.126 | 1.126 | 1.126 | 1.126 | 1.126 | 1.126 | 1.126 | 1.126 | 1.126 | 1.126 | 1.126 | 1.126 | 0
RI | Winter | RI¦Winter | 0 | 1 | 0.9 | 0.9 | 0.9 | 0.9 | 0.9 | 0.9 | 0.9 | 0.9 | 0.9 | 0.9 | 0.9 | 0.9 | 0.9 | 0.9 | 0.9 | 0.9 | 0.9 | 0.9 | 0.9 | 0.9 | 0.9 | 0.9 | 0.9 | 0.9 | 0
RI | Spring | RI¦Spring | 0 | 1 | 0.9 | 0.9 | 0.9 | 0.9 | 0.9 | 0.9 | 0.9 | 0.9 | 0.9 | 0.9 | 0.9 | 0.9 | 0.9 | 0.9 | 0.9 | 0.9 | 0.9 | 0.9 | 0.9 | 0.9 | 0.9 | 0.9 | 0.9 | 0.9 | 0
RI | Summer | RI¦Summer | 0 | 1 | 0.9 | 0.9 | 0.9 | 0.9 | 0.9 | 0.9 | 0.9 | 0.9 | 0.9 | 0.9 | 0.9 | 0.9 | 0.9 | 0.9 | 0.9 | 0.9 | 0.9 | 0.9 | 0.9 | 0.9 | 0.9 | 0.9 | 0.9 | 0.9 | 0
RI | Fall | RI¦Fall | 0 | 1 | 0.9 | 0.9 | 0.9 | 0.9 | 0.9 | 0.9 | 0.9 | 0.9 | 0.9 | 0.9 | 0.9 | 0.9 | 0.9 | 0.9 | 0.9 | 0.9 | 0.9 | 0.9 | 0.9 | 0.9 | 0.9 | 0.9 | 0.9 | 0.9 | 0
RI | Summer Peak | RI¦Summer Peak | 0 | 1 | 0.9 | 0.9 | 0.9 | 0.9 | 0.9 | 0.9 | 0.9 | 0.9 | 0.9 | 0.9 | 0.9 | 0.9 | 0.9 | 0.9 | 0.9 | 0.9 | 0.9 | 0.9 | 0.9 | 0.9 | 0.9 | 0.9 | 0.9 | 0.9 | 0
RI | Winter Peak | RI¦Winter Peak | 0 | 1 | 0.9 | 0.9 | 0.9 | 0.9 | 0.9 | 0.9 | 0.9 | 0.9 | 0.9 | 0.9 | 0.9 | 0.9 | 0.9 | 0.9 | 0.9 | 0.9 | 0.9 | 0.9 | 0.9 | 0.9 | 0.9 | 0.9 | 0.9 | 0.9 | 0
SC | Winter | SC¦Winter | 1 | 1.0228 | 1.0016 | 1.0016 | 1.0016 | 1.0016 | 1.0016 | 1.0016 | 1.0016 | 1.0016 | 1.0016 | 1.0016 | 1.0016 | 1.0016 | 1.0016 | 1.0016 | 1.0016 | 1.0016 | 1.0016 | 1.0016 | 1.0016 | 1.0016 | 1.0016 | 1.0016 | 1.0016 | 1.0016 | 0
SC | Spring | SC¦Spring | 1 | 1.0228 | 1.0016 | 1.0016 | 1.0016 | 1.0016 | 1.0016 | 1.0016 | 1.0022 | 1.0017 | 1.0016 | 1.0016 | 1.0016 | 1.0016 | 1.0016 | 1.0016 | 1.0016 | 1.0016 | 1.0016 | 1.0016 | 1.0016 | 1.0016 | 1.0016 | 1.0016 | 1.0016 | 1.0016 | 0
SC | Summer | SC¦Summer | 1 | 1.0228 | 1.0016 | 1.0016 | 1.0016 | 1.0016 | 1.0016 | 1.0016 | 1.004 | 1.0024 | 1.0016 | 1.0016 | 1.0016 | 1.0016 | 1.0016 | 1.0016 | 1.0016 | 1.0016 | 1.0016 | 1.0016 | 1.0016 | 1.0016 | 1.0016 | 1.0016 | 1.0016 | 1.0016 | 0
SC | Fall | SC¦Fall | 1 | 1.0228 | 1.0016 | 1.0016 | 1.0016 | 1.0016 | 1.0016 | 1.0016 | 1.0016 | 1.0016 | 1.0016 | 1.0016 | 1.0016 | 1.0016 | 1.0016 | 1.0016 | 1.0016 | 1.0016 | 1.0016 | 1.0016 | 1.0016 | 1.0016 | 1.0016 | 1.0016 | 1.0016 | 1.0016 | 0
SC | Summer Peak | SC¦Summer Peak | 1 | 1.0228 | 1.0016 | 1.0016 | 1.0016 | 1.0016 | 1.0016 | 1.0016 | 1.0016 | 1.0016 | 1.0016 | 1.0016 | 1.0016 | 1.0016 | 1.0016 | 1.0016 | 1.0016 | 1.0016 | 1.0016 | 1.0016 | 1.0016 | 1.0016 | 1.0016 | 1.0016 | 1.0016 | 1.0016 | 0
SC | Winter Peak | SC¦Winter Peak | 1 | 1.0228 | 1.0016 | 1.0016 | 1.0016 | 1.0016 | 1.0016 | 1.0016 | 1.0016 | 1.0016 | 1.0016 | 1.0016 | 1.0016 | 1.0016 | 1.0016 | 1.0016 | 1.0016 | 1.0016 | 1.0016 | 1.0016 | 1.0016 | 1.0016 | 1.0016 | 1.0016 | 1.0016 | 1.0016 | 0
SD | Winter | SD¦Winter | 0 | 1 | 0.9 | 0.9 | 0.9 | 0.9 | 0.9 | 0.9 | 0.9 | 0.9 | 0.9 | 0.9 | 0.9 | 0.9 | 0.9 | 0.9 | 0.9 | 0.9 | 0.9 | 0.9 | 0.9 | 0.9 | 0.9 | 0.9 | 0.9 | 0.9 | 0
SD | Spring | SD¦Spring | 0 | 1 | 0.9 | 0.9 | 0.9 | 0.9 | 0.9 | 0.9 | 0.9 | 0.9 | 0.9 | 0.9 | 0.9 | 0.9 | 0.9 | 0.9 | 0.9 | 0.9 | 0.9 | 0.9 | 0.9 | 0.9 | 0.9 | 0.9 | 0.9 | 0.9 | 0
SD | Summer | SD¦Summer | 0 | 1 | 0.9 | 0.9 | 0.9 | 0.9 | 0.9 | 0.9 | 0.9 | 0.9 | 0.9 | 0.9 | 0.9 | 0.9 | 0.9 | 0.9 | 0.9 | 0.9 | 0.9 | 0.9 | 0.9 | 0.9 | 0.9 | 0.9 | 0.9 | 0.9 | 0
SD | Fall | SD¦Fall | 0 | 1 | 0.9 | 0.9 | 0.9 | 0.9 | 0.9 | 0.9 | 0.9 | 0.9 | 0.9 | 0.9 | 0.9 | 0.9 | 0.9 | 0.9 | 0.9 | 0.9 | 0.9 | 0.9 | 0.9 | 0.9 | 0.9 | 0.9 | 0.9 | 0.9 | 0
SD | Summer Peak | SD¦Summer Peak | 0 | 1 | 0.9 | 0.9 | 0.9 | 0.9 | 0.9 | 0.9 | 0.9 | 0.9 | 0.9 | 0.9 | 0.9 | 0.9 | 0.9 | 0.9 | 0.9 | 0.9 | 0.9 | 0.9 | 0.9 | 0.9 | 0.9 | 0.9 | 0.9 | 0.9 | 0
SD | Winter Peak | SD¦Winter Peak | 0 | 1 | 0.9 | 0.9 | 0.9 | 0.9 | 0.9 | 0.9 | 0.9 | 0.9 | 0.9 | 0.9 | 0.9 | 0.9 | 0.9 | 0.9 | 0.9 | 0.9 | 0.9 | 0.9 | 0.9 | 0.9 | 0.9 | 0.9 | 0.9 | 0.9 | 0
TN | Winter | TN¦Winter | 1 | 0.95361 | 1.3167 | 1.3167 | 1.3167 | 1.3167 | 1.3167 | 1.3167 | 1.3167 | 1.3167 | 1.3167 | 1.3167 | 1.3167 | 1.3167 | 1.3167 | 1.3167 | 1.3167 | 1.3167 | 1.3167 | 1.3167 | 1.3167 | 1.3167 | 1.3167 | 1.3167 | 1.3167 | 1.3167 | 0
TN | Spring | TN¦Spring | 1 | 0.95361 | 1.3167 | 1.3167 | 1.3167 | 1.3167 | 1.3167 | 1.3167 | 1.3167 | 1.3167 | 1.3167 | 1.3167 | 1.3167 | 1.3167 | 1.3167 | 1.3167 | 1.3167 | 1.3167 | 1.3167 | 1.3167 | 1.3167 | 1.3167 | 1.3167 | 1.3167 | 1.3167 | 1.3167 | 0
TN | Summer | TN¦Summer | 1 | 0.95361 | 1.3167 | 1.3167 | 1.3167 | 1.3167 | 1.3167 | 1.3218 | 1.3195 | 1.3167 | 1.3167 | 1.3167 | 1.3167 | 1.3167 | 1.3167 | 1.3167 | 1.3167 | 1.3167 | 1.3167 | 1.3167 | 1.3167 | 1.3167 | 1.3167 | 1.3167 | 1.3167 | 1.3167 | 0
TN | Fall | TN¦Fall | 1 | 0.95361 | 1.3167 | 1.3167 | 1.3167 | 1.3167 | 1.3167 | 1.3193 | 1.3186 | 1.3167 | 1.3167 | 1.3167 | 1.3167 | 1.3167 | 1.3167 | 1.3167 | 1.3167 | 1.3167 | 1.3167 | 1.3167 | 1.3167 | 1.3167 | 1.3167 | 1.3167 | 1.3167 | 1.3173 | 0
TN | Summer Peak | TN¦Summer Peak | 1 | 0.95361 | 1.3167 | 1.3167 | 1.3167 | 1.3167 | 1.3167 | 1.3167 | 1.3167 | 1.3167 | 1.3167 | 1.3167 | 1.3167 | 1.3167 | 1.3167 | 1.3167 | 1.3167 | 1.3167 | 1.3167 | 1.3167 | 1.3167 | 1.3167 | 1.3167 | 1.3167 | 1.3167 | 1.3167 | 0
TN | Winter Peak | TN¦Winter Peak | 1 | 0.95361 | 1.3167 | 1.3167 | 1.3167 | 1.3167 | 1.3167 | 1.3167 | 1.3167 | 1.3167 | 1.3167 | 1.3167 | 1.3167 | 1.3167 | 1.3167 | 1.3167 | 1.3167 | 1.3167 | 1.3167 | 1.3167 | 1.3167 | 1.3167 | 1.3167 | 1.3167 | 1.3167 | 1.3167 | 0
TX | Winter | TX¦Winter | 1 | 1.0401 | 1.1295 | 1.1986 | 1.2182 | 1.2163 | 1.1627 | 1.0637 | 1.0387 | 1.0816 | 1.0883 | 1.0447 | 1.0117 | 1.0018 | 1.0088 | 1.0183 | 1.0184 | 1.0133 | 0.9846 | 0.9657 | 0.9631 | 0.9631 | 0.9631 | 0.9631 | 0.976 | 1.0296 | 0
TX | Spring | TX¦Spring | 1 | 1.0401 | 1.0074 | 1.0561 | 1.0704 | 1.0738 | 1.0562 | 1.0049 | 1.0268 | 1.0702 | 1.0271 | 0.9893 | 0.9812 | 0.9807 | 0.9917 | 1.0073 | 1.0081 | 0.9961 | 0.9738 | 0.9631 | 0.9631 | 0.9631 | 0.9631 | 0.9631 | 0.9678 | 0.9926 | 0
TX | Summer | TX¦Summer | 1 | 1.0401 | 1.0898 | 1.1101 | 1.1118 | 1.0951 | 1.0459 | 0.9924 | 1.0007 | 1.0686 | 1.1009 | 1.0658 | 1.0643 | 1.0609 | 1.0736 | 1.0733 | 1.0729 | 1.0508 | 0.9802 | 0.9633 | 0.9631 | 0.9631 | 0.9631 | 0.9638 | 0.974 | 1.0081 | 0
TX | Fall | TX¦Fall | 1 | 1.0401 | 0.9654 | 0.9802 | 0.9852 | 0.9897 | 0.9867 | 0.9685 | 0.9848 | 1.0799 | 1.0257 | 1.0211 | 1.003 | 0.993 | 0.9875 | 0.9931 | 0.9899 | 0.9876 | 0.9631 | 0.9631 | 0.9631 | 0.9631 | 0.9631 | 0.9631 | 0.9631 | 0.9683 | 0
TX | Summer Peak | TX¦Summer Peak | 1 | 1.0401 | 0.9631 | 0.9631 | 0.9631 | 0.9631 | 0.9631 | 0.9631 | 0.9631 | 0.9631 | 0.9631 | 0.9631 | 0.9631 | 0.9631 | 0.9631 | 0.9631 | 0.9631 | 0.9631 | 0.9631 | 0.9631 | 0.9631 | 0.9631 | 0.9631 | 0.9631 | 0.9631 | 0.9631 | 0
TX | Winter Peak | TX¦Winter Peak | 1 | 1.0401 | 1.0927 | 1.0755 | 1.0693 | 1.0456 | 1.0456 | 1.0174 | 0.9631 | 0.9952 | 1.1043 | 1.1091 | 1.0793 | 1.0922 | 1.1024 | 1.1147 | 1.1192 | 1.0972 | 0.9785 | 0.9631 | 0.9631 | 0.9631 | 0.9631 | 0.9631 | 0.9631 | 0.9747 | 0
UT | Winter | UT¦Winter | 0 | 1 | 0.9 | 0.9 | 0.9 | 0.9 | 0.9 | 0.9 | 0.9 | 0.9 | 0.9 | 0.9 | 0.9 | 0.9 | 0.9 | 0.9 | 0.9 | 0.9 | 0.9 | 0.9 | 0.9 | 0.9 | 0.9 | 0.9 | 0.9 | 0.9 | 0
UT | Spring | UT¦Spring | 0 | 1 | 0.9 | 0.9 | 0.9 | 0.9 | 0.9 | 0.9 | 0.9 | 0.9 | 0.9 | 0.9 | 0.9 | 0.9 | 0.9 | 0.9 | 0.9 | 0.9 | 0.9 | 0.9 | 0.9 | 0.9 | 0.9 | 0.9 | 0.9 | 0.9 | 0
UT | Summer | UT¦Summer | 0 | 1 | 0.9 | 0.9 | 0.9 | 0.9 | 0.9 | 0.9 | 0.9 | 0.9 | 0.9 | 0.9 | 0.9 | 0.9 | 0.9 | 0.9 | 0.9 | 0.9 | 0.9 | 0.9 | 0.9 | 0.9 | 0.9 | 0.9 | 0.9 | 0.9 | 0
UT | Fall | UT¦Fall | 0 | 1 | 0.9 | 0.9 | 0.9 | 0.9 | 0.9 | 0.9 | 0.9 | 0.9 | 0.9 | 0.9 | 0.9 | 0.9 | 0.9 | 0.9 | 0.9 | 0.9 | 0.9 | 0.9 | 0.9 | 0.9 | 0.9 | 0.9 | 0.9 | 0.9 | 0
UT | Summer Peak | UT¦Summer Peak | 0 | 1 | 0.9 | 0.9 | 0.9 | 0.9 | 0.9 | 0.9 | 0.9 | 0.9 | 0.9 | 0.9 | 0.9 | 0.9 | 0.9 | 0.9 | 0.9 | 0.9 | 0.9 | 0.9 | 0.9 | 0.9 | 0.9 | 0.9 | 0.9 | 0.9 | 0
UT | Winter Peak | UT¦Winter Peak | 0 | 1 | 0.9 | 0.9 | 0.9 | 0.9 | 0.9 | 0.9 | 0.9 | 0.9 | 0.9 | 0.9 | 0.9 | 0.9 | 0.9 | 0.9 | 0.9 | 0.9 | 0.9 | 0.9 | 0.9 | 0.9 | 0.9 | 0.9 | 0.9 | 0.9 | 0
VA | Winter | VA¦Winter | 1 | 0.98719 | 1.08 | 1.08 | 1.08 | 1.08 | 1.08 | 1.08 | 1.08 | 1.08 | 1.08 | 1.08 | 1.08 | 1.08 | 1.08 | 1.08 | 1.08 | 1.08 | 1.08 | 1.08 | 1.08 | 1.08 | 1.08 | 1.08 | 1.08 | 1.08 | 0
VA | Spring | VA¦Spring | 1 | 0.98719 | 1.08 | 1.08 | 1.08 | 1.08 | 1.08 | 1.08 | 1.0875 | 1.0839 | 1.08 | 1.08 | 1.08 | 1.08 | 1.08 | 1.08 | 1.08 | 1.08 | 1.08 | 1.08 | 1.08 | 1.08 | 1.08 | 1.08 | 1.08 | 1.08 | 0
VA | Summer | VA¦Summer | 1 | 0.98719 | 1.08 | 1.08 | 1.08 | 1.08 | 1.08 | 1.08 | 1.08 | 1.08 | 1.08 | 1.08 | 1.08 | 1.08 | 1.08 | 1.08 | 1.08 | 1.08 | 1.08 | 1.08 | 1.08 | 1.08 | 1.08 | 1.08 | 1.08 | 1.08 | 0
VA | Fall | VA¦Fall | 1 | 0.98719 | 1.08 | 1.08 | 1.08 | 1.08 | 1.08 | 1.08 | 1.08 | 1.08 | 1.08 | 1.08 | 1.08 | 1.08 | 1.08 | 1.08 | 1.08 | 1.08 | 1.08 | 1.08 | 1.08 | 1.08 | 1.08 | 1.08 | 1.08 | 1.08 | 0
VA | Summer Peak | VA¦Summer Peak | 1 | 0.98719 | 1.08 | 1.08 | 1.08 | 1.08 | 1.08 | 1.08 | 1.08 | 1.08 | 1.08 | 1.08 | 1.08 | 1.08 | 1.08 | 1.08 | 1.08 | 1.08 | 1.08 | 1.08 | 1.08 | 1.08 | 1.08 | 1.08 | 1.08 | 1.08 | 0
VA | Winter Peak | VA¦Winter Peak | 1 | 0.98719 | 1.08 | 1.08 | 1.08 | 1.08 | 1.08 | 1.08 | 1.08 | 1.08 | 1.08 | 1.08 | 1.08 | 1.08 | 1.08 | 1.08 | 1.08 | 1.08 | 1.08 | 1.08 | 1.08 | 1.08 | 1.08 | 1.08 | 1.08 | 1.08 | 0
VT | Winter | VT¦Winter | 0 | 1 | 0.9 | 0.9 | 0.9 | 0.9 | 0.9 | 0.9 | 0.9 | 0.9 | 0.9 | 0.9 | 0.9 | 0.9 | 0.9 | 0.9 | 0.9 | 0.9 | 0.9 | 0.9 | 0.9 | 0.9 | 0.9 | 0.9 | 0.9 | 0.9 | 0
VT | Spring | VT¦Spring | 0 | 1 | 0.9 | 0.9 | 0.9 | 0.9 | 0.9 | 0.9 | 0.9 | 0.9 | 0.9 | 0.9 | 0.9 | 0.9 | 0.9 | 0.9 | 0.9 | 0.9 | 0.9 | 0.9 | 0.9 | 0.9 | 0.9 | 0.9 | 0.9 | 0.9 | 0
VT | Summer | VT¦Summer | 0 | 1 | 0.9 | 0.9 | 0.9 | 0.9 | 0.9 | 0.9 | 0.9 | 0.9 | 0.9 | 0.9 | 0.9 | 0.9 | 0.9 | 0.9 | 0.9 | 0.9 | 0.9 | 0.9 | 0.9 | 0.9 | 0.9 | 0.9 | 0.9 | 0.9 | 0
VT | Fall | VT¦Fall | 0 | 1 | 0.9 | 0.9 | 0.9 | 0.9 | 0.9 | 0.9 | 0.9 | 0.9 | 0.9 | 0.9 | 0.9 | 0.9 | 0.9 | 0.9 | 0.9 | 0.9 | 0.9 | 0.9 | 0.9 | 0.9 | 0.9 | 0.9 | 0.9 | 0.9 | 0
VT | Summer Peak | VT¦Summer Peak | 0 | 1 | 0.9 | 0.9 | 0.9 | 0.9 | 0.9 | 0.9 | 0.9 | 0.9 | 0.9 | 0.9 | 0.9 | 0.9 | 0.9 | 0.9 | 0.9 | 0.9 | 0.9 | 0.9 | 0.9 | 0.9 | 0.9 | 0.9 | 0.9 | 0.9 | 0
VT | Winter Peak | VT¦Winter Peak | 0 | 1 | 0.9 | 0.9 | 0.9 | 0.9 | 0.9 | 0.9 | 0.9 | 0.9 | 0.9 | 0.9 | 0.9 | 0.9 | 0.9 | 0.9 | 0.9 | 0.9 | 0.9 | 0.9 | 0.9 | 0.9 | 0.9 | 0.9 | 0.9 | 0.9 | 0
WA | Winter | WA¦Winter | 1 | 0.87473 | 1.252 | 1.252 | 1.252 | 1.252 | 1.252 | 1.252 | 1.252 | 1.2695 | 1.2678 | 1.2695 | 1.2695 | 1.2695 | 1.2695 | 1.286 | 1.2755 | 1.252 | 1.252 | 1.252 | 1.252 | 1.252 | 1.252 | 1.252 | 1.252 | 1.252 | 0
WA | Spring | WA¦Spring | 1 | 0.87473 | 1.252 | 1.252 | 1.252 | 1.252 | 1.252 | 1.252 | 1.2916 | 1.3338 | 1.3259 | 1.3056 | 1.3054 | 1.3054 | 1.3007 | 1.3194 | 1.3075 | 1.2826 | 1.252 | 1.252 | 1.252 | 1.252 | 1.252 | 1.252 | 1.252 | 1.252 | 0
WA | Summer | WA¦Summer | 1 | 0.87473 | 1.252 | 1.252 | 1.252 | 1.252 | 1.252 | 1.2595 | 1.4075 | 1.4217 | 1.35 | 1.3276 | 1.3068 | 1.3068 | 1.3068 | 1.311 | 1.3 | 1.2595 | 1.252 | 1.252 | 1.252 | 1.252 | 1.252 | 1.252 | 1.252 | 1.252 | 0
WA | Fall | WA¦Fall | 1 | 0.87473 | 1.252 | 1.252 | 1.252 | 1.252 | 1.252 | 1.252 | 1.2911 | 1.3 | 1.2764 | 1.2616 | 1.2562 | 1.258 | 1.2604 | 1.269 | 1.2628 | 1.2562 | 1.252 | 1.252 | 1.252 | 1.252 | 1.252 | 1.252 | 1.252 | 1.252 | 0
WA | Summer Peak | WA¦Summer Peak | 1 | 0.87473 | 1.252 | 1.252 | 1.252 | 1.252 | 1.252 | 1.252 | 1.4227 | 1.2569 | 1.252 | 1.252 | 1.252 | 1.252 | 1.252 | 1.252 | 1.252 | 1.252 | 1.252 | 1.252 | 1.252 | 1.252 | 1.252 | 1.252 | 1.252 | 1.252 | 0
WA | Winter Peak | WA¦Winter Peak | 1 | 0.87473 | 1.252 | 1.252 | 1.252 | 1.252 | 1.252 | 1.252 | 1.252 | 1.252 | 1.252 | 1.252 | 1.252 | 1.252 | 1.252 | 1.252 | 1.252 | 1.252 | 1.252 | 1.252 | 1.252 | 1.252 | 1.252 | 1.252 | 1.252 | 1.252 | 0
WI | Winter | WI¦Winter | 1 | 0.99962 | 0.9982 | 0.9982 | 0.9982 | 0.9982 | 0.9982 | 0.9982 | 0.9982 | 0.9982 | 0.9982 | 0.9982 | 0.9982 | 0.9982 | 0.9982 | 0.9982 | 0.9982 | 0.9982 | 0.9982 | 0.9982 | 0.9982 | 0.9982 | 0.9982 | 0.9982 | 0.9982 | 0.9982 | 0
WI | Spring | WI¦Spring | 1 | 0.99962 | 1.0011 | 0.9982 | 0.9982 | 0.9982 | 0.9982 | 0.9982 | 0.9982 | 0.9982 | 0.9982 | 0.9982 | 0.9982 | 0.9982 | 0.9982 | 0.9982 | 0.9982 | 0.9982 | 0.9982 | 0.9982 | 0.9982 | 0.9982 | 0.9982 | 0.9982 | 0.9982 | 0.9982 | 0
WI | Summer | WI¦Summer | 1 | 0.99962 | 0.9982 | 0.9982 | 0.9982 | 0.9982 | 0.9982 | 1.0103 | 1.0042 | 0.9982 | 0.9982 | 0.9982 | 0.9982 | 0.9982 | 0.9982 | 0.9982 | 0.9982 | 0.9982 | 0.9982 | 0.9982 | 0.9982 | 0.9982 | 0.9982 | 0.9982 | 0.9982 | 0.9982 | 0
WI | Fall | WI¦Fall | 1 | 0.99962 | 0.9982 | 0.9982 | 0.9982 | 0.9982 | 0.9982 | 1.0058 | 1.0007 | 0.9982 | 0.9982 | 0.9982 | 0.9982 | 0.9982 | 0.9982 | 0.9982 | 0.9982 | 0.9982 | 0.9982 | 0.9982 | 0.9982 | 0.9982 | 0.9982 | 0.9982 | 0.9982 | 0.9982 | 0
WI | Summer Peak | WI¦Summer Peak | 1 | 0.99962 | 0.9982 | 0.9982 | 0.9982 | 0.9982 | 0.9982 | 0.9982 | 0.9982 | 0.9982 | 0.9982 | 0.9982 | 0.9982 | 0.9982 | 0.9982 | 0.9982 | 0.9982 | 0.9982 | 0.9982 | 0.9982 | 0.9982 | 0.9982 | 0.9982 | 0.9982 | 0.9982 | 0.9982 | 0
WI | Winter Peak | WI¦Winter Peak | 1 | 0.99962 | 0.9982 | 0.9982 | 0.9982 | 0.9982 | 0.9982 | 0.9982 | 0.9982 | 0.9982 | 0.9982 | 0.9982 | 0.9982 | 0.9982 | 0.9982 | 0.9982 | 0.9982 | 0.9982 | 0.9982 | 0.9982 | 0.9982 | 0.9982 | 0.9982 | 0.9982 | 0.9982 | 0.9982 | 0
WV | Winter | WV¦Winter | 0 | 1 | 0.9 | 0.9 | 0.9 | 0.9 | 0.9 | 0.9 | 0.9 | 0.9 | 0.9 | 0.9 | 0.9 | 0.9 | 0.9 | 0.9 | 0.9 | 0.9 | 0.9 | 0.9 | 0.9 | 0.9 | 0.9 | 0.9 | 0.9 | 0.9 | 0
WV | Spring | WV¦Spring | 0 | 1 | 0.9 | 0.9 | 0.9 | 0.9 | 0.9 | 0.9 | 0.9 | 0.9 | 0.9 | 0.9 | 0.9 | 0.9 | 0.9 | 0.9 | 0.9 | 0.9 | 0.9 | 0.9 | 0.9 | 0.9 | 0.9 | 0.9 | 0.9 | 0.9 | 0
WV | Summer | WV¦Summer | 0 | 1 | 0.9 | 0.9 | 0.9 | 0.9 | 0.9 | 0.9 | 0.9 | 0.9 | 0.9 | 0.9 | 0.9 | 0.9 | 0.9 | 0.9 | 0.9 | 0.9 | 0.9 | 0.9 | 0.9 | 0.9 | 0.9 | 0.9 | 0.9 | 0.9 | 0
WV | Fall | WV¦Fall | 0 | 1 | 0.9 | 0.9 | 0.9 | 0.9 | 0.9 | 0.9 | 0.9 | 0.9 | 0.9 | 0.9 | 0.9 | 0.9 | 0.9 | 0.9 | 0.9 | 0.9 | 0.9 | 0.9 | 0.9 | 0.9 | 0.9 | 0.9 | 0.9 | 0.9 | 0
WV | Summer Peak | WV¦Summer Peak | 0 | 1 | 0.9 | 0.9 | 0.9 | 0.9 | 0.9 | 0.9 | 0.9 | 0.9 | 0.9 | 0.9 | 0.9 | 0.9 | 0.9 | 0.9 | 0.9 | 0.9 | 0.9 | 0.9 | 0.9 | 0.9 | 0.9 | 0.9 | 0.9 | 0.9 | 0
WV | Winter Peak | WV¦Winter Peak | 0 | 1 | 0.9 | 0.9 | 0.9 | 0.9 | 0.9 | 0.9 | 0.9 | 0.9 | 0.9 | 0.9 | 0.9 | 0.9 | 0.9 | 0.9 | 0.9 | 0.9 | 0.9 | 0.9 | 0.9 | 0.9 | 0.9 | 0.9 | 0.9 | 0.9 | 0
WY | Winter | WY¦Winter | 0 | 1 | 0.9 | 0.9 | 0.9 | 0.9 | 0.9 | 0.9 | 0.9 | 0.9 | 0.9 | 0.9 | 0.9 | 0.9 | 0.9 | 0.9 | 0.9 | 0.9 | 0.9 | 0.9 | 0.9 | 0.9 | 0.9 | 0.9 | 0.9 | 0.9 | 0
WY | Spring | WY¦Spring | 0 | 1 | 0.9 | 0.9 | 0.9 | 0.9 | 0.9 | 0.9 | 0.9 | 0.9 | 0.9 | 0.9 | 0.9 | 0.9 | 0.9 | 0.9 | 0.9 | 0.9 | 0.9 | 0.9 | 0.9 | 0.9 | 0.9 | 0.9 | 0.9 | 0.9 | 0
WY | Summer | WY¦Summer | 0 | 1 | 0.9 | 0.9 | 0.9 | 0.9 | 0.9 | 0.9 | 0.9 | 0.9 | 0.9 | 0.9 | 0.9 | 0.9 | 0.9 | 0.9 | 0.9 | 0.9 | 0.9 | 0.9 | 0.9 | 0.9 | 0.9 | 0.9 | 0.9 | 0.9 | 0
WY | Fall | WY¦Fall | 0 | 1 | 0.9 | 0.9 | 0.9 | 0.9 | 0.9 | 0.9 | 0.9 | 0.9 | 0.9 | 0.9 | 0.9 | 0.9 | 0.9 | 0.9 | 0.9 | 0.9 | 0.9 | 0.9 | 0.9 | 0.9 | 0.9 | 0.9 | 0.9 | 0.9 | 0
WY | Summer Peak | WY¦Summer Peak | 0 | 1 | 0.9 | 0.9 | 0.9 | 0.9 | 0.9 | 0.9 | 0.9 | 0.9 | 0.9 | 0.9 | 0.9 | 0.9 | 0.9 | 0.9 | 0.9 | 0.9 | 0.9 | 0.9 | 0.9 | 0.9 | 0.9 | 0.9 | 0.9 | 0.9 | 0
WY | Winter Peak | WY¦Winter Peak | 0 | 1 | 0.9 | 0.9 | 0.9 | 0.9 | 0.9 | 0.9 | 0.9 | 0.9 | 0.9 | 0.9 | 0.9 | 0.9 | 0.9 | 0.9 | 0.9 | 0.9 | 0.9 | 0.9 | 0.9 | 0.9 | 0.9 | 0.9 | 0.9 | 0.9 | 0
SECTION 3 — group counts
Identities: the hydro groups partition the 48 states; the nuclear gate matches the 28 states with a fleet.
states with a researched hydro value |  |  | 5 | 5 | Hour0: 0
states with a hydro credit target |  |  | 10 | 10 | Hour0: 0
states with nuclear fleets (ratio treatment) |  |  | 28 | 28 | Hour0: 0

## Checks
Checks — every value should be 0
Live validation. 1 in column B means a problem; the description says which one. Fix the source or the Keys entry, never the check.
Any hydro-target state whose credit misses its target by >0.0002 | 0
Any gated nuclear row whose Hour0 credit misses the target by >0.0002 | 0
Any state whose hydro MCF varies across years (breaks the target division) | 0
Hydro researched-value count differs from 5 | 0
Hydro credit-target count differs from 10 | 0
Nuclear-gated state count differs from 28 | 0
TOTAL PROBLEMS | 0

## Methodology
Methodology
What this file is | ELCCAfR multiplies each source's bid capacity factor inside the reliability/capacity-market block only (4 usage sites in EPS.mdl; nothing in dispatch, generation, fuel use or emissions reads it). It is therefore the dispatch-neutral instrument for setting peak-hour capacity credits.
Thermal (12 techs) | ELCCAfR = 1.0. The 0.9 availability derate moved into MCF.csv (Olivia, 2026-08-31), which deliberately also derates the dispatch ceiling and retirement-viability headroom. Net credit unchanged at 0.9, except NGCC: MCF 0.95 (Robbie 2026-08-31 — NGCC "should also be able to dispatch more"), net credit 0.95.
Nuclear (28 states) | ELCCAfR[slice,hour] = ROUND(0.975 / (SYSHECF[slice,hour] x HYECFCA-2025), 4). Gate: nonzero nuclear in BHRaSYC. This lands the credited CF on exactly 0.975 in 2025-26 while dispatch and the 2025 energy calibration stay untouched; HYECFCA divides out of the credit while keeping its energy job. States without nuclear keep the committed flat 0.9.
Nuclear caveat — 2027+ drift | HYECFCA is 1.0 from 2026 on, and the credit uses last year's bid CFs, so from model-year 2027 the credit = 0.975 / HYECFCA-2025. Refueling-year states overshoot: MO ~1.21, WA ~1.12 of nameplate; most states are within +/-5%. Known and accepted 2026-08-31 (cannot be fixed with a year-invariant ELCCAfR); flagged to the colleague. Affects nuclear capacity payments from 2027, not energy.
Hydro (three groups) | 33 states: ELCCAfR = 1.0 (their MCF already embeds hydrology; flat 0.9 on top was the same double derate removed for thermal). 5 states with MCF = 1.0: researched values on Keys (OR/VT are calibration floors; raw EIA August CFs rejected for failing the 2025 no-fake-shortfall gate — values retained on Keys). 10 high-MCF states: credit target / MCF, targets from the colleague 2026-08-31, EIA re-derivation PENDING (plan D1) — NV 0.40 and AZ 0.55 are the large cuts (Colorado River drought derate).
Deferred (6 techs + demand-altering) | biomass, biomass-CCS, geothermal, MSW, SMR, crude oil and demand-altering techs stay at the committed 0.9 (verified flat across all 48 states at build time). Deferred pending per-tech NERC targets in the builder rework; crude oil additionally pending the TX/LA capacity-assignment check.
VRE (4 techs) | Passthrough of the deployed per-state values (Robbie's P30 builder), embedded verbatim on Src_VRE. Not re-derived here.
QC status | Built 2026-08-31. CSVs in the data repo were edited independently by qc/firm-credit/_apply_firm_credit_elccafr.py (its --verify-only pass is green); workbook-vs-CSV match verified via COM recalc spot-check. workbook-qc family 1 run. NOT yet run: the paired 48-state BAU gates (plan Phase 4).
Superseded artifacts | The per-state "ELCCAfR ELCC Adjustment for Reliability.xlsx" workbooks in the state tree (Parameters!B4 = 0.90) and elccafr_builder.py's FIRM_DERATE = 0.90 both predate this methodology and would REVERT the CSVs if used to regenerate. Builder patch owed (plan D4/O37).

## ELCCAfR-hard-coal
hard coal | Hour0 | Hour1 | Hour2 | Hour3 | Hour4 | Hour5 | Hour6 | Hour7 | Hour8 | Hour9 | Hour10 | Hour11 | Hour12 | Hour13 | Hour14 | Hour15 | Hour16 | Hour17 | Hour18 | Hour19 | Hour20 | Hour21 | Hour22 | Hour23
Winter | bar: Hour0 to Hour23
Spring | bar: Hour0 to Hour23
Summer | bar: Hour0 to Hour23
Fall | bar: Hour0 to Hour23
Summer Peak | bar: Hour0 to Hour23
Winter Peak | bar: Hour0 to Hour23

## ELCCAfR-steam-turbine
natural gas steam turbine | Hour0 | Hour1 | Hour2 | Hour3 | Hour4 | Hour5 | Hour6 | Hour7 | Hour8 | Hour9 | Hour10 | Hour11 | Hour12 | Hour13 | Hour14 | Hour15 | Hour16 | Hour17 | Hour18 | Hour19 | Hour20 | Hour21 | Hour22 | Hour23
Winter | bar: Hour0 to Hour23
Spring | bar: Hour0 to Hour23
Summer | bar: Hour0 to Hour23
Fall | bar: Hour0 to Hour23
Summer Peak | bar: Hour0 to Hour23
Winter Peak | bar: Hour0 to Hour23

## ELCCAfR-combined-cycle
natural gas combined cycle | Hour0 | Hour1 | Hour2 | Hour3 | Hour4 | Hour5 | Hour6 | Hour7 | Hour8 | Hour9 | Hour10 | Hour11 | Hour12 | Hour13 | Hour14 | Hour15 | Hour16 | Hour17 | Hour18 | Hour19 | Hour20 | Hour21 | Hour22 | Hour23
Winter | bar: Hour0 to Hour23
Spring | bar: Hour0 to Hour23
Summer | bar: Hour0 to Hour23
Fall | bar: Hour0 to Hour23
Summer Peak | bar: Hour0 to Hour23
Winter Peak | bar: Hour0 to Hour23

## ELCCAfR-nuclear
nuclear | Hour0 | Hour1 | Hour2 | Hour3 | Hour4 | Hour5 | Hour6 | Hour7 | Hour8 | Hour9 | Hour10 | Hour11 | Hour12 | Hour13 | Hour14 | Hour15 | Hour16 | Hour17 | Hour18 | Hour19 | Hour20 | Hour21 | Hour22 | Hour23
Winter | 0.9982 | 0.9982 | 0.9982 | 0.9982 | 0.9982 | 0.9982 | 0.9982 | 0.9982 | 0.9982 | 0.9982 | 0.9982 | 0.9982 | 0.9982 | 0.9982 | 0.9982 | 0.9982 | 0.9982 | 0.9982 | 0.9982 | 0.9982 | 0.9982 | 0.9982 | 0.9982 | 0.9982
Spring | 1.0011 | 0.9982 | 0.9982 | 0.9982 | 0.9982 | 0.9982 | 0.9982 | 0.9982 | 0.9982 | 0.9982 | 0.9982 | 0.9982 | 0.9982 | 0.9982 | 0.9982 | 0.9982 | 0.9982 | 0.9982 | 0.9982 | 0.9982 | 0.9982 | 0.9982 | 0.9982 | 0.9982
Summer | 0.9982 | 0.9982 | 0.9982 | 0.9982 | 0.9982 | 1.0103 | 1.0042 | 0.9982 | 0.9982 | 0.9982 | 0.9982 | 0.9982 | 0.9982 | 0.9982 | 0.9982 | 0.9982 | 0.9982 | 0.9982 | 0.9982 | 0.9982 | 0.9982 | 0.9982 | 0.9982 | 0.9982
Fall | 0.9982 | 0.9982 | 0.9982 | 0.9982 | 0.9982 | 1.0058 | 1.0007 | 0.9982 | 0.9982 | 0.9982 | 0.9982 | 0.9982 | 0.9982 | 0.9982 | 0.9982 | 0.9982 | 0.9982 | 0.9982 | 0.9982 | 0.9982 | 0.9982 | 0.9982 | 0.9982 | 0.9982
Summer Peak | 0.9982 | 0.9982 | 0.9982 | 0.9982 | 0.9982 | 0.9982 | 0.9982 | 0.9982 | 0.9982 | 0.9982 | 0.9982 | 0.9982 | 0.9982 | 0.9982 | 0.9982 | 0.9982 | 0.9982 | 0.9982 | 0.9982 | 0.9982 | 0.9982 | 0.9982 | 0.9982 | 0.9982
Winter Peak | 0.9982 | 0.9982 | 0.9982 | 0.9982 | 0.9982 | 0.9982 | 0.9982 | 0.9982 | 0.9982 | 0.9982 | 0.9982 | 0.9982 | 0.9982 | 0.9982 | 0.9982 | 0.9982 | 0.9982 | 0.9982 | 0.9982 | 0.9982 | 0.9982 | 0.9982 | 0.9982 | 0.9982

## ELCCAfR-hydro
hydro | Hour0 | Hour1 | Hour2 | Hour3 | Hour4 | Hour5 | Hour6 | Hour7 | Hour8 | Hour9 | Hour10 | Hour11 | Hour12 | Hour13 | Hour14 | Hour15 | Hour16 | Hour17 | Hour18 | Hour19 | Hour20 | Hour21 | Hour22 | Hour23
Winter | 0.82 | 0.82 | 0.82 | 0.82 | 0.82 | 0.82 | 0.82 | 0.82 | 0.82 | 0.82 | 0.82 | 0.82 | 0.82 | 0.82 | 0.82 | 0.82 | 0.82 | 0.82 | 0.82 | 0.82 | 0.82 | 0.82 | 0.82 | 0.82
Spring | 0.82 | 0.82 | 0.82 | 0.82 | 0.82 | 0.82 | 0.82 | 0.82 | 0.82 | 0.82 | 0.82 | 0.82 | 0.82 | 0.82 | 0.82 | 0.82 | 0.82 | 0.82 | 0.82 | 0.82 | 0.82 | 0.82 | 0.82 | 0.82
Summer | 0.82 | 0.82 | 0.82 | 0.82 | 0.82 | 0.82 | 0.82 | 0.82 | 0.82 | 0.82 | 0.82 | 0.82 | 0.82 | 0.82 | 0.82 | 0.82 | 0.82 | 0.82 | 0.82 | 0.82 | 0.82 | 0.82 | 0.82 | 0.82
Fall | 0.82 | 0.82 | 0.82 | 0.82 | 0.82 | 0.82 | 0.82 | 0.82 | 0.82 | 0.82 | 0.82 | 0.82 | 0.82 | 0.82 | 0.82 | 0.82 | 0.82 | 0.82 | 0.82 | 0.82 | 0.82 | 0.82 | 0.82 | 0.82
Summer Peak | 0.82 | 0.82 | 0.82 | 0.82 | 0.82 | 0.82 | 0.82 | 0.82 | 0.82 | 0.82 | 0.82 | 0.82 | 0.82 | 0.82 | 0.82 | 0.82 | 0.82 | 0.82 | 0.82 | 0.82 | 0.82 | 0.82 | 0.82 | 0.82
Winter Peak | 0.82 | 0.82 | 0.82 | 0.82 | 0.82 | 0.82 | 0.82 | 0.82 | 0.82 | 0.82 | 0.82 | 0.82 | 0.82 | 0.82 | 0.82 | 0.82 | 0.82 | 0.82 | 0.82 | 0.82 | 0.82 | 0.82 | 0.82 | 0.82

## ELCCAfR-onshore-wind
onshore wind | Hour0 | Hour1 | Hour2 | Hour3 | Hour4 | Hour5 | Hour6 | Hour7 | Hour8 | Hour9 | Hour10 | Hour11 | Hour12 | Hour13 | Hour14 | Hour15 | Hour16 | Hour17 | Hour18 | Hour19 | Hour20 | Hour21 | Hour22 | Hour23
Winter | bar: Hour0 to Hour23
Spring | bar: Hour0 to Hour23
Summer | bar: Hour0 to Hour23
Fall | bar: Hour0 to Hour23
Summer Peak | 0.3851 | 0.3385 | 0.2948 | 0.2908 | 0.3034 | 0.4242 | 0.3197 | 0.2563 | 0.2247 | 0.2046 | 0.234 | 0.2897 | 0.3238 | 0.3945 | 0.3243 | 0.3364 | 0.3419 | 0.4232 | 0.4813 | 0.3824 | 0.292 | 0.2891 | 0.3571 | 0.3658
Winter Peak | 0.5368 | 0.5292 | 0.3326 | 0.2425 | 0.2513 | 0.3647 | 0.3027 | 0.3474 | 0.2094 | 0.1678 | 0.2467 | 0.3526 | 0.3818 | 0.4305 | 0.3519 | 0.3933 | 0.4714 | 0.3908 | 0.3006 | 0.2944 | 0.398 | 0.5105 | 0.6189 | 0.7537

## ELCCAfR-solar-pv
solar pv | Hour0 | Hour1 | Hour2 | Hour3 | Hour4 | Hour5 | Hour6 | Hour7 | Hour8 | Hour9 | Hour10 | Hour11 | Hour12 | Hour13 | Hour14 | Hour15 | Hour16 | Hour17 | Hour18 | Hour19 | Hour20 | Hour21 | Hour22 | Hour23
Winter | bar: Hour0 to Hour23
Spring | bar: Hour0 to Hour23
Summer | bar: Hour0 to Hour23
Fall | bar: Hour0 to Hour23
Summer Peak | 1 | 1 | 1 | 1 | 0.0643 | 0.8477 | 0.9854 | 0.9893 | 0.9768 | 0.9846 | 0.9611 | 0.9648 | 0.96 | 0.956 | 0.9647 | 0.9557 | 0.9325 | 0.8866 | 0.0345 | 1 | 1 | 1 | 1 | 1
Winter Peak | 1 | 1 | 1 | 1 | 1 | 1 | 1 | 0.655 | 0.6361 | 0.6402 | 0.644 | 0.6276 | 0.5635 | 0.4498 | 0.4284 | 0.3842 | 0 | 1 | 1 | 1 | 1 | 1 | 1 | 1

## ELCCAfR-solar-thermal
solar thermal | Hour0 | Hour1 | Hour2 | Hour3 | Hour4 | Hour5 | Hour6 | Hour7 | Hour8 | Hour9 | Hour10 | Hour11 | Hour12 | Hour13 | Hour14 | Hour15 | Hour16 | Hour17 | Hour18 | Hour19 | Hour20 | Hour21 | Hour22 | Hour23
Winter | bar: Hour0 to Hour23
Spring | bar: Hour0 to Hour23
Summer | bar: Hour0 to Hour23
Fall | bar: Hour0 to Hour23
Summer Peak | 1 | 1 | 1 | 1 | 1 | 1 | 1 | 0 | 0.8639 | 1 | 1 | 0.9716 | 0.9672 | 1 | 1 | 1 | 1 | 1 | 1 | 0.9313 | 0.7022 | 1 | 1 | 1
Winter Peak | 1 | 1 | 1 | 1 | 1 | 1 | 1 | 1 | 1 | 0.2419 | 0.9532 | 0.8804 | 0.9782 | 0.9895 | 0.9927 | 1 | 1 | 1 | 0.8902 | 0 | 1 | 1 | 1 | 1

## ELCCAfR-biomass
biomass | Hour0 | Hour1 | Hour2 | Hour3 | Hour4 | Hour5 | Hour6 | Hour7 | Hour8 | Hour9 | Hour10 | Hour11 | Hour12 | Hour13 | Hour14 | Hour15 | Hour16 | Hour17 | Hour18 | Hour19 | Hour20 | Hour21 | Hour22 | Hour23
Winter | 0.9 | 0.9 | 0.9 | 0.9 | 0.9 | 0.9 | 0.9 | 0.9 | 0.9 | 0.9 | 0.9 | 0.9 | 0.9 | 0.9 | 0.9 | 0.9 | 0.9 | 0.9 | 0.9 | 0.9 | 0.9 | 0.9 | 0.9 | 0.9
Spring | 0.9 | 0.9 | 0.9 | 0.9 | 0.9 | 0.9 | 0.9 | 0.9 | 0.9 | 0.9 | 0.9 | 0.9 | 0.9 | 0.9 | 0.9 | 0.9 | 0.9 | 0.9 | 0.9 | 0.9 | 0.9 | 0.9 | 0.9 | 0.9
Summer | 0.9 | 0.9 | 0.9 | 0.9 | 0.9 | 0.9 | 0.9 | 0.9 | 0.9 | 0.9 | 0.9 | 0.9 | 0.9 | 0.9 | 0.9 | 0.9 | 0.9 | 0.9 | 0.9 | 0.9 | 0.9 | 0.9 | 0.9 | 0.9
Fall | 0.9 | 0.9 | 0.9 | 0.9 | 0.9 | 0.9 | 0.9 | 0.9 | 0.9 | 0.9 | 0.9 | 0.9 | 0.9 | 0.9 | 0.9 | 0.9 | 0.9 | 0.9 | 0.9 | 0.9 | 0.9 | 0.9 | 0.9 | 0.9
Summer Peak | 0.9 | 0.9 | 0.9 | 0.9 | 0.9 | 0.9 | 0.9 | 0.9 | 0.9 | 0.9 | 0.9 | 0.9 | 0.9 | 0.9 | 0.9 | 0.9 | 0.9 | 0.9 | 0.9 | 0.9 | 0.9 | 0.9 | 0.9 | 0.9
Winter Peak | 0.9 | 0.9 | 0.9 | 0.9 | 0.9 | 0.9 | 0.9 | 0.9 | 0.9 | 0.9 | 0.9 | 0.9 | 0.9 | 0.9 | 0.9 | 0.9 | 0.9 | 0.9 | 0.9 | 0.9 | 0.9 | 0.9 | 0.9 | 0.9

## ELCCAfR-geothermal
geothermal | Hour0 | Hour1 | Hour2 | Hour3 | Hour4 | Hour5 | Hour6 | Hour7 | Hour8 | Hour9 | Hour10 | Hour11 | Hour12 | Hour13 | Hour14 | Hour15 | Hour16 | Hour17 | Hour18 | Hour19 | Hour20 | Hour21 | Hour22 | Hour23
Winter | 0.9 | 0.9 | 0.9 | 0.9 | 0.9 | 0.9 | 0.9 | 0.9 | 0.9 | 0.9 | 0.9 | 0.9 | 0.9 | 0.9 | 0.9 | 0.9 | 0.9 | 0.9 | 0.9 | 0.9 | 0.9 | 0.9 | 0.9 | 0.9
Spring | 0.9 | 0.9 | 0.9 | 0.9 | 0.9 | 0.9 | 0.9 | 0.9 | 0.9 | 0.9 | 0.9 | 0.9 | 0.9 | 0.9 | 0.9 | 0.9 | 0.9 | 0.9 | 0.9 | 0.9 | 0.9 | 0.9 | 0.9 | 0.9
Summer | 0.9 | 0.9 | 0.9 | 0.9 | 0.9 | 0.9 | 0.9 | 0.9 | 0.9 | 0.9 | 0.9 | 0.9 | 0.9 | 0.9 | 0.9 | 0.9 | 0.9 | 0.9 | 0.9 | 0.9 | 0.9 | 0.9 | 0.9 | 0.9
Fall | 0.9 | 0.9 | 0.9 | 0.9 | 0.9 | 0.9 | 0.9 | 0.9 | 0.9 | 0.9 | 0.9 | 0.9 | 0.9 | 0.9 | 0.9 | 0.9 | 0.9 | 0.9 | 0.9 | 0.9 | 0.9 | 0.9 | 0.9 | 0.9
Summer Peak | 0.9 | 0.9 | 0.9 | 0.9 | 0.9 | 0.9 | 0.9 | 0.9 | 0.9 | 0.9 | 0.9 | 0.9 | 0.9 | 0.9 | 0.9 | 0.9 | 0.9 | 0.9 | 0.9 | 0.9 | 0.9 | 0.9 | 0.9 | 0.9
Winter Peak | 0.9 | 0.9 | 0.9 | 0.9 | 0.9 | 0.9 | 0.9 | 0.9 | 0.9 | 0.9 | 0.9 | 0.9 | 0.9 | 0.9 | 0.9 | 0.9 | 0.9 | 0.9 | 0.9 | 0.9 | 0.9 | 0.9 | 0.9 | 0.9

## ELCCAfR-petroleum
petroleum | Hour0 | Hour1 | Hour2 | Hour3 | Hour4 | Hour5 | Hour6 | Hour7 | Hour8 | Hour9 | Hour10 | Hour11 | Hour12 | Hour13 | Hour14 | Hour15 | Hour16 | Hour17 | Hour18 | Hour19 | Hour20 | Hour21 | Hour22 | Hour23
Winter | bar: Hour0 to Hour23
Spring | bar: Hour0 to Hour23
Summer | bar: Hour0 to Hour23
Fall | bar: Hour0 to Hour23
Summer Peak | bar: Hour0 to Hour23
Winter Peak | bar: Hour0 to Hour23

## ELCCAfR-natural-gas-peaker
natural gas peaker | Hour0 | Hour1 | Hour2 | Hour3 | Hour4 | Hour5 | Hour6 | Hour7 | Hour8 | Hour9 | Hour10 | Hour11 | Hour12 | Hour13 | Hour14 | Hour15 | Hour16 | Hour17 | Hour18 | Hour19 | Hour20 | Hour21 | Hour22 | Hour23
Winter | bar: Hour0 to Hour23
Spring | bar: Hour0 to Hour23
Summer | bar: Hour0 to Hour23
Fall | bar: Hour0 to Hour23
Summer Peak | bar: Hour0 to Hour23
Winter Peak | bar: Hour0 to Hour23

## ELCCAfR-lignite
lignite | Hour0 | Hour1 | Hour2 | Hour3 | Hour4 | Hour5 | Hour6 | Hour7 | Hour8 | Hour9 | Hour10 | Hour11 | Hour12 | Hour13 | Hour14 | Hour15 | Hour16 | Hour17 | Hour18 | Hour19 | Hour20 | Hour21 | Hour22 | Hour23
Winter | bar: Hour0 to Hour23
Spring | bar: Hour0 to Hour23
Summer | bar: Hour0 to Hour23
Fall | bar: Hour0 to Hour23
Summer Peak | bar: Hour0 to Hour23
Winter Peak | bar: Hour0 to Hour23

## ELCCAfR-offshore-wind
offshore wind | Hour0 | Hour1 | Hour2 | Hour3 | Hour4 | Hour5 | Hour6 | Hour7 | Hour8 | Hour9 | Hour10 | Hour11 | Hour12 | Hour13 | Hour14 | Hour15 | Hour16 | Hour17 | Hour18 | Hour19 | Hour20 | Hour21 | Hour22 | Hour23
Winter | bar: Hour0 to Hour23
Spring | bar: Hour0 to Hour23
Summer | bar: Hour0 to Hour23
Fall | bar: Hour0 to Hour23
Summer Peak | 0.4081 | 0.4239 | 0.4576 | 0.5032 | 0.5365 | 0.594 | 0.6193 | 0.6886 | 0.7348 | 0.8435 | 0.782 | 0.7465 | 0.6369 | 0.6086 | 0.6434 | 0.6927 | 0.7145 | 0.7507 | 0.7249 | 0.6605 | 0.6914 | 0.6308 | 0.6343 | 0.6439
Winter Peak | 0.9531 | 0.9503 | 0.9554 | 0.9668 | 1 | 1 | 1 | 0.9921 | 0.9015 | 0.7978 | 0.7188 | 0.673 | 0.6086 | 0.5801 | 0.588 | 0.6102 | 0.6184 | 0.6091 | 0.6288 | 0.7289 | 0.8472 | 0.9222 | 0.8695 | 0.8054

## ELCCAfR-crude-oil
crude oil | Hour0 | Hour1 | Hour2 | Hour3 | Hour4 | Hour5 | Hour6 | Hour7 | Hour8 | Hour9 | Hour10 | Hour11 | Hour12 | Hour13 | Hour14 | Hour15 | Hour16 | Hour17 | Hour18 | Hour19 | Hour20 | Hour21 | Hour22 | Hour23
Winter | 0.9 | 0.9 | 0.9 | 0.9 | 0.9 | 0.9 | 0.9 | 0.9 | 0.9 | 0.9 | 0.9 | 0.9 | 0.9 | 0.9 | 0.9 | 0.9 | 0.9 | 0.9 | 0.9 | 0.9 | 0.9 | 0.9 | 0.9 | 0.9
Spring | 0.9 | 0.9 | 0.9 | 0.9 | 0.9 | 0.9 | 0.9 | 0.9 | 0.9 | 0.9 | 0.9 | 0.9 | 0.9 | 0.9 | 0.9 | 0.9 | 0.9 | 0.9 | 0.9 | 0.9 | 0.9 | 0.9 | 0.9 | 0.9
Summer | 0.9 | 0.9 | 0.9 | 0.9 | 0.9 | 0.9 | 0.9 | 0.9 | 0.9 | 0.9 | 0.9 | 0.9 | 0.9 | 0.9 | 0.9 | 0.9 | 0.9 | 0.9 | 0.9 | 0.9 | 0.9 | 0.9 | 0.9 | 0.9
Fall | 0.9 | 0.9 | 0.9 | 0.9 | 0.9 | 0.9 | 0.9 | 0.9 | 0.9 | 0.9 | 0.9 | 0.9 | 0.9 | 0.9 | 0.9 | 0.9 | 0.9 | 0.9 | 0.9 | 0.9 | 0.9 | 0.9 | 0.9 | 0.9
Summer Peak | 0.9 | 0.9 | 0.9 | 0.9 | 0.9 | 0.9 | 0.9 | 0.9 | 0.9 | 0.9 | 0.9 | 0.9 | 0.9 | 0.9 | 0.9 | 0.9 | 0.9 | 0.9 | 0.9 | 0.9 | 0.9 | 0.9 | 0.9 | 0.9
Winter Peak | 0.9 | 0.9 | 0.9 | 0.9 | 0.9 | 0.9 | 0.9 | 0.9 | 0.9 | 0.9 | 0.9 | 0.9 | 0.9 | 0.9 | 0.9 | 0.9 | 0.9 | 0.9 | 0.9 | 0.9 | 0.9 | 0.9 | 0.9 | 0.9

## ELCCAfR-heavy-or-residual-oil
heavy or residual fuel oil | Hour0 | Hour1 | Hour2 | Hour3 | Hour4 | Hour5 | Hour6 | Hour7 | Hour8 | Hour9 | Hour10 | Hour11 | Hour12 | Hour13 | Hour14 | Hour15 | Hour16 | Hour17 | Hour18 | Hour19 | Hour20 | Hour21 | Hour22 | Hour23
Winter | bar: Hour0 to Hour23
Spring | bar: Hour0 to Hour23
Summer | bar: Hour0 to Hour23
Fall | bar: Hour0 to Hour23
Summer Peak | bar: Hour0 to Hour23
Winter Peak | bar: Hour0 to Hour23

## ELCCAfR-MSW
municipal solid waste | Hour0 | Hour1 | Hour2 | Hour3 | Hour4 | Hour5 | Hour6 | Hour7 | Hour8 | Hour9 | Hour10 | Hour11 | Hour12 | Hour13 | Hour14 | Hour15 | Hour16 | Hour17 | Hour18 | Hour19 | Hour20 | Hour21 | Hour22 | Hour23
Winter | 0.9 | 0.9 | 0.9 | 0.9 | 0.9 | 0.9 | 0.9 | 0.9 | 0.9 | 0.9 | 0.9 | 0.9 | 0.9 | 0.9 | 0.9 | 0.9 | 0.9 | 0.9 | 0.9 | 0.9 | 0.9 | 0.9 | 0.9 | 0.9
Spring | 0.9 | 0.9 | 0.9 | 0.9 | 0.9 | 0.9 | 0.9 | 0.9 | 0.9 | 0.9 | 0.9 | 0.9 | 0.9 | 0.9 | 0.9 | 0.9 | 0.9 | 0.9 | 0.9 | 0.9 | 0.9 | 0.9 | 0.9 | 0.9
Summer | 0.9 | 0.9 | 0.9 | 0.9 | 0.9 | 0.9 | 0.9 | 0.9 | 0.9 | 0.9 | 0.9 | 0.9 | 0.9 | 0.9 | 0.9 | 0.9 | 0.9 | 0.9 | 0.9 | 0.9 | 0.9 | 0.9 | 0.9 | 0.9
Fall | 0.9 | 0.9 | 0.9 | 0.9 | 0.9 | 0.9 | 0.9 | 0.9 | 0.9 | 0.9 | 0.9 | 0.9 | 0.9 | 0.9 | 0.9 | 0.9 | 0.9 | 0.9 | 0.9 | 0.9 | 0.9 | 0.9 | 0.9 | 0.9
Summer Peak | 0.9 | 0.9 | 0.9 | 0.9 | 0.9 | 0.9 | 0.9 | 0.9 | 0.9 | 0.9 | 0.9 | 0.9 | 0.9 | 0.9 | 0.9 | 0.9 | 0.9 | 0.9 | 0.9 | 0.9 | 0.9 | 0.9 | 0.9 | 0.9
Winter Peak | 0.9 | 0.9 | 0.9 | 0.9 | 0.9 | 0.9 | 0.9 | 0.9 | 0.9 | 0.9 | 0.9 | 0.9 | 0.9 | 0.9 | 0.9 | 0.9 | 0.9 | 0.9 | 0.9 | 0.9 | 0.9 | 0.9 | 0.9 | 0.9

## ELCCAfR-hard-coal-CCS
hard coal w CCS | Hour0 | Hour1 | Hour2 | Hour3 | Hour4 | Hour5 | Hour6 | Hour7 | Hour8 | Hour9 | Hour10 | Hour11 | Hour12 | Hour13 | Hour14 | Hour15 | Hour16 | Hour17 | Hour18 | Hour19 | Hour20 | Hour21 | Hour22 | Hour23
Winter | bar: Hour0 to Hour23
Spring | bar: Hour0 to Hour23
Summer | bar: Hour0 to Hour23
Fall | bar: Hour0 to Hour23
Summer Peak | bar: Hour0 to Hour23
Winter Peak | bar: Hour0 to Hour23

## ELCCAfR-combined-cycle-CCS
natural gas combined cycle w CCS | Hour0 | Hour1 | Hour2 | Hour3 | Hour4 | Hour5 | Hour6 | Hour7 | Hour8 | Hour9 | Hour10 | Hour11 | Hour12 | Hour13 | Hour14 | Hour15 | Hour16 | Hour17 | Hour18 | Hour19 | Hour20 | Hour21 | Hour22 | Hour23
Winter | bar: Hour0 to Hour23
Spring | bar: Hour0 to Hour23
Summer | bar: Hour0 to Hour23
Fall | bar: Hour0 to Hour23
Summer Peak | bar: Hour0 to Hour23
Winter Peak | bar: Hour0 to Hour23

## ELCCAfR-biomass-CCS
biomass w CCS | Hour0 | Hour1 | Hour2 | Hour3 | Hour4 | Hour5 | Hour6 | Hour7 | Hour8 | Hour9 | Hour10 | Hour11 | Hour12 | Hour13 | Hour14 | Hour15 | Hour16 | Hour17 | Hour18 | Hour19 | Hour20 | Hour21 | Hour22 | Hour23
Winter | 0.9 | 0.9 | 0.9 | 0.9 | 0.9 | 0.9 | 0.9 | 0.9 | 0.9 | 0.9 | 0.9 | 0.9 | 0.9 | 0.9 | 0.9 | 0.9 | 0.9 | 0.9 | 0.9 | 0.9 | 0.9 | 0.9 | 0.9 | 0.9
Spring | 0.9 | 0.9 | 0.9 | 0.9 | 0.9 | 0.9 | 0.9 | 0.9 | 0.9 | 0.9 | 0.9 | 0.9 | 0.9 | 0.9 | 0.9 | 0.9 | 0.9 | 0.9 | 0.9 | 0.9 | 0.9 | 0.9 | 0.9 | 0.9
Summer | 0.9 | 0.9 | 0.9 | 0.9 | 0.9 | 0.9 | 0.9 | 0.9 | 0.9 | 0.9 | 0.9 | 0.9 | 0.9 | 0.9 | 0.9 | 0.9 | 0.9 | 0.9 | 0.9 | 0.9 | 0.9 | 0.9 | 0.9 | 0.9
Fall | 0.9 | 0.9 | 0.9 | 0.9 | 0.9 | 0.9 | 0.9 | 0.9 | 0.9 | 0.9 | 0.9 | 0.9 | 0.9 | 0.9 | 0.9 | 0.9 | 0.9 | 0.9 | 0.9 | 0.9 | 0.9 | 0.9 | 0.9 | 0.9
Summer Peak | 0.9 | 0.9 | 0.9 | 0.9 | 0.9 | 0.9 | 0.9 | 0.9 | 0.9 | 0.9 | 0.9 | 0.9 | 0.9 | 0.9 | 0.9 | 0.9 | 0.9 | 0.9 | 0.9 | 0.9 | 0.9 | 0.9 | 0.9 | 0.9
Winter Peak | 0.9 | 0.9 | 0.9 | 0.9 | 0.9 | 0.9 | 0.9 | 0.9 | 0.9 | 0.9 | 0.9 | 0.9 | 0.9 | 0.9 | 0.9 | 0.9 | 0.9 | 0.9 | 0.9 | 0.9 | 0.9 | 0.9 | 0.9 | 0.9

## ELCCAfR-lignite-CCS
lignite w CCS | Hour0 | Hour1 | Hour2 | Hour3 | Hour4 | Hour5 | Hour6 | Hour7 | Hour8 | Hour9 | Hour10 | Hour11 | Hour12 | Hour13 | Hour14 | Hour15 | Hour16 | Hour17 | Hour18 | Hour19 | Hour20 | Hour21 | Hour22 | Hour23
Winter | bar: Hour0 to Hour23
Spring | bar: Hour0 to Hour23
Summer | bar: Hour0 to Hour23
Fall | bar: Hour0 to Hour23
Summer Peak | bar: Hour0 to Hour23
Winter Peak | bar: Hour0 to Hour23

## ELCCAfR-SMR
small modular reactor | Hour0 | Hour1 | Hour2 | Hour3 | Hour4 | Hour5 | Hour6 | Hour7 | Hour8 | Hour9 | Hour10 | Hour11 | Hour12 | Hour13 | Hour14 | Hour15 | Hour16 | Hour17 | Hour18 | Hour19 | Hour20 | Hour21 | Hour22 | Hour23
Winter | 0.9 | 0.9 | 0.9 | 0.9 | 0.9 | 0.9 | 0.9 | 0.9 | 0.9 | 0.9 | 0.9 | 0.9 | 0.9 | 0.9 | 0.9 | 0.9 | 0.9 | 0.9 | 0.9 | 0.9 | 0.9 | 0.9 | 0.9 | 0.9
Spring | 0.9 | 0.9 | 0.9 | 0.9 | 0.9 | 0.9 | 0.9 | 0.9 | 0.9 | 0.9 | 0.9 | 0.9 | 0.9 | 0.9 | 0.9 | 0.9 | 0.9 | 0.9 | 0.9 | 0.9 | 0.9 | 0.9 | 0.9 | 0.9
Summer | 0.9 | 0.9 | 0.9 | 0.9 | 0.9 | 0.9 | 0.9 | 0.9 | 0.9 | 0.9 | 0.9 | 0.9 | 0.9 | 0.9 | 0.9 | 0.9 | 0.9 | 0.9 | 0.9 | 0.9 | 0.9 | 0.9 | 0.9 | 0.9
Fall | 0.9 | 0.9 | 0.9 | 0.9 | 0.9 | 0.9 | 0.9 | 0.9 | 0.9 | 0.9 | 0.9 | 0.9 | 0.9 | 0.9 | 0.9 | 0.9 | 0.9 | 0.9 | 0.9 | 0.9 | 0.9 | 0.9 | 0.9 | 0.9
Summer Peak | 0.9 | 0.9 | 0.9 | 0.9 | 0.9 | 0.9 | 0.9 | 0.9 | 0.9 | 0.9 | 0.9 | 0.9 | 0.9 | 0.9 | 0.9 | 0.9 | 0.9 | 0.9 | 0.9 | 0.9 | 0.9 | 0.9 | 0.9 | 0.9
Winter Peak | 0.9 | 0.9 | 0.9 | 0.9 | 0.9 | 0.9 | 0.9 | 0.9 | 0.9 | 0.9 | 0.9 | 0.9 | 0.9 | 0.9 | 0.9 | 0.9 | 0.9 | 0.9 | 0.9 | 0.9 | 0.9 | 0.9 | 0.9 | 0.9

## ELCCAfR-hydrogen-CT
hydrogen combustion turbine | Hour0 | Hour1 | Hour2 | Hour3 | Hour4 | Hour5 | Hour6 | Hour7 | Hour8 | Hour9 | Hour10 | Hour11 | Hour12 | Hour13 | Hour14 | Hour15 | Hour16 | Hour17 | Hour18 | Hour19 | Hour20 | Hour21 | Hour22 | Hour23
Winter | bar: Hour0 to Hour23
Spring | bar: Hour0 to Hour23
Summer | bar: Hour0 to Hour23
Fall | bar: Hour0 to Hour23
Summer Peak | bar: Hour0 to Hour23
Winter Peak | bar: Hour0 to Hour23

## ELCCAfR-hydrogen-CC
hydrogen combined cycle | Hour0 | Hour1 | Hour2 | Hour3 | Hour4 | Hour5 | Hour6 | Hour7 | Hour8 | Hour9 | Hour10 | Hour11 | Hour12 | Hour13 | Hour14 | Hour15 | Hour16 | Hour17 | Hour18 | Hour19 | Hour20 | Hour21 | Hour22 | Hour23
Winter | bar: Hour0 to Hour23
Spring | bar: Hour0 to Hour23
Summer | bar: Hour0 to Hour23
Fall | bar: Hour0 to Hour23
Summer Peak | bar: Hour0 to Hour23
Winter Peak | bar: Hour0 to Hour23

## ELCCAfR-demand-altering-techs
Unit: dimensionless (ELCC fraction at hour) | Hour0 | Hour1 | Hour2 | Hour3 | Hour4 | Hour5 | Hour6 | Hour7 | Hour8 | Hour9 | Hour10 | Hour11 | Hour12 | Hour13 | Hour14 | Hour15 | Hour16 | Hour17 | Hour18 | Hour19 | Hour20 | Hour21 | Hour22 | Hour23
Winter | 0.9 | 0.9 | 0.9 | 0.9 | 0.9 | 0.9 | 0.9 | 0.9 | 0.9 | 0.9 | 0.9 | 0.9 | 0.9 | 0.9 | 0.9 | 0.9 | 0.9 | 0.9 | 0.9 | 0.9 | 0.9 | 0.9 | 0.9 | 0.9
Spring | 0.9 | 0.9 | 0.9 | 0.9 | 0.9 | 0.9 | 0.9 | 0.9 | 0.9 | 0.9 | 0.9 | 0.9 | 0.9 | 0.9 | 0.9 | 0.9 | 0.9 | 0.9 | 0.9 | 0.9 | 0.9 | 0.9 | 0.9 | 0.9
Summer | 0.9 | 0.9 | 0.9 | 0.9 | 0.9 | 0.9 | 0.9 | 0.9 | 0.9 | 0.9 | 0.9 | 0.9 | 0.9 | 0.9 | 0.9 | 0.9 | 0.9 | 0.9 | 0.9 | 0.9 | 0.9 | 0.9 | 0.9 | 0.9
Fall | 0.9 | 0.9 | 0.9 | 0.9 | 0.9 | 0.9 | 0.9 | 0.9 | 0.9 | 0.9 | 0.9 | 0.9 | 0.9 | 0.9 | 0.9 | 0.9 | 0.9 | 0.9 | 0.9 | 0.9 | 0.9 | 0.9 | 0.9 | 0.9
Summer Peak | 0.9 | 0.9 | 0.9 | 0.9 | 0.9 | 0.9 | 0.9 | 0.9 | 0.9 | 0.9 | 0.9 | 0.9 | 0.9 | 0.9 | 0.9 | 0.9 | 0.9 | 0.9 | 0.9 | 0.9 | 0.9 | 0.9 | 0.9 | 0.9
Winter Peak | 0.9 | 0.9 | 0.9 | 0.9 | 0.9 | 0.9 | 0.9 | 0.9 | 0.9 | 0.9 | 0.9 | 0.9 | 0.9 | 0.9 | 0.9 | 0.9 | 0.9 | 0.9 | 0.9 | 0.9 | 0.9 | 0.9 | 0.9 | 0.9