## About
HYECFCA Historical Year Electricity Capacity Factor Calibration Adjustment | Wisconsin | 2026-09-02 | Alabama | AL
Active state: cell B1 (full state name). B2 resolves the abbreviation used by the calc tabs. | WI |  | Arizona | AZ
|  |  | Arkansas | AR
Sources: | EPS SYSHECF + SHELF inputs (state-eps-data, compiled verbatim); EIA-923 2025 Early Release + EIA-860 2025 ER (tech-level, BHRaSYC include filter); BHRaSYC-embedded national 2024 Form 923/860 for 2024 CFs. |  | California | CA
Method: | HYECFCA 2025 multiplier = EIA CF 2025 / EPS day-weighted avg CF (CF_summary col H), applied to ALL plant types (staff direction 2026-07-20). Techs with no 2025 data (or not modeled in the state) get the Keys default (1.0). Years 2026-2050 = 1.0. |  | Colorado | CO
Basis: | CONFIRMED post-SYSHECF-rework (staff decision 2026-07-21): SYSHECF now carries mean(2024,2025) observed CF levels, and HYECFCA deliberately keeps the EIA-2025/EPS ratio on top -- so the START YEAR is anchored to 2025 actuals (including 2025 refueling outages and water-year conditions), while 2026+ revert to the two-year-mean basis when the multiplier returns to 1.0. Median ratio post-rework = 1.002; the residual spread IS the 2025-vs-mean difference, not error. |  | Connecticut | CT
NOTE: | For cost-dispatched techs (coal, gas CC/steam, oil with BGDPbES=0) the observed CF measures UTILIZATION, not availability, so their ratios (typically <1) set availability equal to the 2025 dispatch outcome. This removes dispatch headroom above 2025 utilization: demand growth, retirement backfill, and policy-driven redispatch (e.g. carbon-price coal<->gas swings) cannot lift these fleets above their 2025 CFs. Deliberate staff choice, documented for traceability. |  | Delaware | DE
Caveats: | CF_summary col P flags "over" where ratio x max hourly SYSHECF CF > 100% -- those state/tech ratios need a model-side clamp or a manual trim. Ratios inherit the actual-CF artifacts documented on the review About tab: partial-year 2025 builds bias ratios DOWN (small new fleets), nuclear refueling years bias DOWN (MO, WA), 2025 was a thin PNW water year. Consider the EIA-2024/EPS ratio (CF_summary col G) or the mean before adopting; DRAFT for staff review, verify against primary sources. |  | Florida | FL
Rebuild: | python outputs/HYECFCA/_build_hyecfca_workbook.py |  | Georgia | GA
|  |  | Idaho | ID
|  |  | Illinois | IL
|  |  | Indiana | IN
|  |  | Iowa | IA
|  |  | Kansas | KS
|  |  | Kentucky | KY
|  |  | Louisiana | LA
|  |  | Maine | ME
|  |  | Maryland | MD
|  |  | Massachusetts | MA
|  |  | Michigan | MI
|  |  | Minnesota | MN
|  |  | Mississippi | MS
|  |  | Missouri | MO
|  |  | Montana | MT
|  |  | Nebraska | NE
|  |  | Nevada | NV
|  |  | New Hampshire | NH
|  |  | New Jersey | NJ
|  |  | New Mexico | NM
|  |  | New York | NY
|  |  | North Carolina | NC
|  |  | North Dakota | ND
|  |  | Ohio | OH
|  |  | Oklahoma | OK
|  |  | Oregon | OR
|  |  | Pennsylvania | PA
|  |  | Rhode Island | RI
|  |  | South Carolina | SC
|  |  | South Dakota | SD
|  |  | Tennessee | TN
|  |  | Texas | TX
|  |  | Utah | UT
|  |  | Vermont | VT
|  |  | Virginia | VA
|  |  | Washington | WA
|  |  | West Virginia | WV
|  |  | Wisconsin | WI
|  |  | Wyoming | WY

## Keys
category | key | value | description
gate | default_multiplier | 1 | Multiplier for missing-data techs and all years after 2025
year | ratio_year | 2025 | Only this year column carries the calibration ratio
unit | hours_per_year | 8760 | Hours in a year (365 SHELF days x 24 h); the CF denominator basis, same as EIA
unit | mw_per_gw | 1000 | MW per GW: converts EIA GWh over MW-capacity into a capacity factor
flag | over_flag | over | Flag string written by the CF_summary over-100%-of-max-hourly check column

## SHELF_days
state | timeslice | days | key (state¦timeslice)
AL | Winter | 37 | AL¦Winter
AL | Spring | 145 | AL¦Spring
AL | Summer | 70 | AL¦Summer
AL | Fall | 96 | AL¦Fall
AL | Summer Peak | 14 | AL¦Summer Peak
AL | Winter Peak | 3 | AL¦Winter Peak
AR | Winter | 35 | AR¦Winter
AR | Spring | 92 | AR¦Spring
AR | Summer | 56 | AR¦Summer
AR | Fall | 146 | AR¦Fall
AR | Summer Peak | 20 | AR¦Summer Peak
AR | Winter Peak | 16 | AR¦Winter Peak
AZ | Winter | 118 | AZ¦Winter
AZ | Spring | 84 | AZ¦Spring
AZ | Summer | 30 | AZ¦Summer
AZ | Fall | 83 | AZ¦Fall
AZ | Summer Peak | 18 | AZ¦Summer Peak
AZ | Winter Peak | 32 | AZ¦Winter Peak
CA | Winter | 118 | CA¦Winter
CA | Spring | 82 | CA¦Spring
CA | Summer | 96 | CA¦Summer
CA | Fall | 35 | CA¦Fall
CA | Summer Peak | 18 | CA¦Summer Peak
CA | Winter Peak | 16 | CA¦Winter Peak
CO | Winter | 69 | CO¦Winter
CO | Spring | 120 | CO¦Spring
CO | Summer | 71 | CO¦Summer
CO | Fall | 86 | CO¦Fall
CO | Summer Peak | 3 | CO¦Summer Peak
CO | Winter Peak | 16 | CO¦Winter Peak
CT | Winter | 65 | CT¦Winter
CT | Spring | 64 | CT¦Spring
CT | Summer | 56 | CT¦Summer
CT | Fall | 159 | CT¦Fall
CT | Summer Peak | 14 | CT¦Summer Peak
CT | Winter Peak | 7 | CT¦Winter Peak
DE | Winter | 52 | DE¦Winter
DE | Spring | 68 | DE¦Spring
DE | Summer | 94 | DE¦Summer
DE | Fall | 120 | DE¦Fall
DE | Summer Peak | 30 | DE¦Summer Peak
DE | Winter Peak | 1 | DE¦Winter Peak
FL | Winter | 68 | FL¦Winter
FL | Spring | 90 | FL¦Spring
FL | Summer | 95 | FL¦Summer
FL | Fall | 85 | FL¦Fall
FL | Summer Peak | 8 | FL¦Summer Peak
FL | Winter Peak | 19 | FL¦Winter Peak
GA | Winter | 64 | GA¦Winter
GA | Spring | 65 | GA¦Spring
GA | Summer | 116 | GA¦Summer
GA | Fall | 74 | GA¦Fall
GA | Summer Peak | 9 | GA¦Summer Peak
GA | Winter Peak | 37 | GA¦Winter Peak
IA | Winter | 97 | IA¦Winter
IA | Spring | 106 | IA¦Spring
IA | Summer | 65 | IA¦Summer
IA | Fall | 81 | IA¦Fall
IA | Summer Peak | 10 | IA¦Summer Peak
IA | Winter Peak | 6 | IA¦Winter Peak
ID | Winter | 55 | ID¦Winter
ID | Spring | 73 | ID¦Spring
ID | Summer | 79 | ID¦Summer
ID | Fall | 124 | ID¦Fall
ID | Summer Peak | 12 | ID¦Summer Peak
ID | Winter Peak | 22 | ID¦Winter Peak
IL | Winter | 90 | IL¦Winter
IL | Spring | 112 | IL¦Spring
IL | Summer | 72 | IL¦Summer
IL | Fall | 79 | IL¦Fall
IL | Summer Peak | 6 | IL¦Summer Peak
IL | Winter Peak | 6 | IL¦Winter Peak
IN | Winter | 39 | IN¦Winter
IN | Spring | 100 | IN¦Spring
IN | Summer | 79 | IN¦Summer
IN | Fall | 117 | IN¦Fall
IN | Summer Peak | 21 | IN¦Summer Peak
IN | Winter Peak | 9 | IN¦Winter Peak
KS | Winter | 89 | KS¦Winter
KS | Spring | 102 | KS¦Spring
KS | Summer | 107 | KS¦Summer
KS | Fall | 49 | KS¦Fall
KS | Summer Peak | 7 | KS¦Summer Peak
KS | Winter Peak | 11 | KS¦Winter Peak
KY | Winter | 44 | KY¦Winter
KY | Spring | 89 | KY¦Spring
KY | Summer | 130 | KY¦Summer
KY | Fall | 67 | KY¦Fall
KY | Summer Peak | 28 | KY¦Summer Peak
KY | Winter Peak | 7 | KY¦Winter Peak
LA | Winter | 111 | LA¦Winter
LA | Spring | 70 | LA¦Spring
LA | Summer | 68 | LA¦Summer
LA | Fall | 88 | LA¦Fall
LA | Summer Peak | 12 | LA¦Summer Peak
LA | Winter Peak | 16 | LA¦Winter Peak
MA | Winter | 51 | MA¦Winter
MA | Spring | 87 | MA¦Spring
MA | Summer | 75 | MA¦Summer
MA | Fall | 117 | MA¦Fall
MA | Summer Peak | 19 | MA¦Summer Peak
MA | Winter Peak | 16 | MA¦Winter Peak
MD | Winter | 61 | MD¦Winter
MD | Spring | 35 | MD¦Spring
MD | Summer | 132 | MD¦Summer
MD | Fall | 110 | MD¦Fall
MD | Summer Peak | 20 | MD¦Summer Peak
MD | Winter Peak | 7 | MD¦Winter Peak
ME | Winter | 83 | ME¦Winter
ME | Spring | 73 | ME¦Spring
ME | Summer | 136 | ME¦Summer
ME | Fall | 48 | ME¦Fall
ME | Summer Peak | 14 | ME¦Summer Peak
ME | Winter Peak | 11 | ME¦Winter Peak
MI | Winter | 105 | MI¦Winter
MI | Spring | 74 | MI¦Spring
MI | Summer | 109 | MI¦Summer
MI | Fall | 60 | MI¦Fall
MI | Summer Peak | 10 | MI¦Summer Peak
MI | Winter Peak | 7 | MI¦Winter Peak
MN | Winter | 103 | MN¦Winter
MN | Spring | 73 | MN¦Spring
MN | Summer | 65 | MN¦Summer
MN | Fall | 92 | MN¦Fall
MN | Summer Peak | 20 | MN¦Summer Peak
MN | Winter Peak | 12 | MN¦Winter Peak
MO | Winter | 87 | MO¦Winter
MO | Spring | 63 | MO¦Spring
MO | Summer | 79 | MO¦Summer
MO | Fall | 112 | MO¦Fall
MO | Summer Peak | 6 | MO¦Summer Peak
MO | Winter Peak | 18 | MO¦Winter Peak
MS | Winter | 46 | MS¦Winter
MS | Spring | 146 | MS¦Spring
MS | Summer | 67 | MS¦Summer
MS | Fall | 83 | MS¦Fall
MS | Summer Peak | 19 | MS¦Summer Peak
MS | Winter Peak | 4 | MS¦Winter Peak
MT | Winter | 115 | MT¦Winter
MT | Spring | 130 | MT¦Spring
MT | Summer | 107 | MT¦Summer
MT | Fall | 1 | MT¦Fall
MT | Summer Peak | 9 | MT¦Summer Peak
MT | Winter Peak | 3 | MT¦Winter Peak
NC | Winter | 42 | NC¦Winter
NC | Spring | 111 | NC¦Spring
NC | Summer | 60 | NC¦Summer
NC | Fall | 119 | NC¦Fall
NC | Summer Peak | 24 | NC¦Summer Peak
NC | Winter Peak | 9 | NC¦Winter Peak
ND | Winter | 93 | ND¦Winter
ND | Spring | 48 | ND¦Spring
ND | Summer | 107 | ND¦Summer
ND | Fall | 59 | ND¦Fall
ND | Summer Peak | 33 | ND¦Summer Peak
ND | Winter Peak | 25 | ND¦Winter Peak
NE | Winter | 87 | NE¦Winter
NE | Spring | 111 | NE¦Spring
NE | Summer | 81 | NE¦Summer
NE | Fall | 55 | NE¦Fall
NE | Summer Peak | 15 | NE¦Summer Peak
NE | Winter Peak | 16 | NE¦Winter Peak
NH | Winter | 65 | NH¦Winter
NH | Spring | 115 | NH¦Spring
NH | Summer | 101 | NH¦Summer
NH | Fall | 70 | NH¦Fall
NH | Summer Peak | 9 | NH¦Summer Peak
NH | Winter Peak | 5 | NH¦Winter Peak
NJ | Winter | 71 | NJ¦Winter
NJ | Spring | 58 | NJ¦Spring
NJ | Summer | 92 | NJ¦Summer
NJ | Fall | 121 | NJ¦Fall
NJ | Summer Peak | 6 | NJ¦Summer Peak
NJ | Winter Peak | 17 | NJ¦Winter Peak
NM | Winter | 38 | NM¦Winter
NM | Spring | 87 | NM¦Spring
NM | Summer | 127 | NM¦Summer
NM | Fall | 77 | NM¦Fall
NM | Summer Peak | 20 | NM¦Summer Peak
NM | Winter Peak | 16 | NM¦Winter Peak
NV | Winter | 106 | NV¦Winter
NV | Spring | 108 | NV¦Spring
NV | Summer | 39 | NV¦Summer
NV | Fall | 85 | NV¦Fall
NV | Summer Peak | 18 | NV¦Summer Peak
NV | Winter Peak | 9 | NV¦Winter Peak
NY | Winter | 85 | NY¦Winter
NY | Spring | 109 | NY¦Spring
NY | Summer | 78 | NY¦Summer
NY | Fall | 80 | NY¦Fall
NY | Summer Peak | 8 | NY¦Summer Peak
NY | Winter Peak | 5 | NY¦Winter Peak
OH | Winter | 58 | OH¦Winter
OH | Spring | 101 | OH¦Spring
OH | Summer | 94 | OH¦Summer
OH | Fall | 92 | OH¦Fall
OH | Summer Peak | 15 | OH¦Summer Peak
OH | Winter Peak | 5 | OH¦Winter Peak
OK | Winter | 84 | OK¦Winter
OK | Spring | 106 | OK¦Spring
OK | Summer | 53 | OK¦Summer
OK | Fall | 92 | OK¦Fall
OK | Summer Peak | 10 | OK¦Summer Peak
OK | Winter Peak | 20 | OK¦Winter Peak
OR | Winter | 120 | OR¦Winter
OR | Spring | 70 | OR¦Spring
OR | Summer | 90 | OR¦Summer
OR | Fall | 70 | OR¦Fall
OR | Summer Peak | 5 | OR¦Summer Peak
OR | Winter Peak | 10 | OR¦Winter Peak
PA | Winter | 51 | PA¦Winter
PA | Spring | 119 | PA¦Spring
PA | Summer | 93 | PA¦Summer
PA | Fall | 88 | PA¦Fall
PA | Summer Peak | 6 | PA¦Summer Peak
PA | Winter Peak | 8 | PA¦Winter Peak
RI | Winter | 31 | RI¦Winter
RI | Spring | 103 | RI¦Spring
RI | Summer | 116 | RI¦Summer
RI | Fall | 89 | RI¦Fall
RI | Summer Peak | 15 | RI¦Summer Peak
RI | Winter Peak | 11 | RI¦Winter Peak
SC | Winter | 29 | SC¦Winter
SC | Spring | 140 | SC¦Spring
SC | Summer | 95 | SC¦Summer
SC | Fall | 65 | SC¦Fall
SC | Summer Peak | 23 | SC¦Summer Peak
SC | Winter Peak | 13 | SC¦Winter Peak
SD | Winter | 86 | SD¦Winter
SD | Spring | 40 | SD¦Spring
SD | Summer | 120 | SD¦Summer
SD | Fall | 77 | SD¦Fall
SD | Summer Peak | 32 | SD¦Summer Peak
SD | Winter Peak | 10 | SD¦Winter Peak
TN | Winter | 35 | TN¦Winter
TN | Spring | 47 | TN¦Spring
TN | Summer | 107 | TN¦Summer
TN | Fall | 152 | TN¦Fall
TN | Summer Peak | 18 | TN¦Summer Peak
TN | Winter Peak | 6 | TN¦Winter Peak
TX | Winter | 107 | TX¦Winter
TX | Spring | 110 | TX¦Spring
TX | Summer | 63 | TX¦Summer
TX | Fall | 60 | TX¦Fall
TX | Summer Peak | 6 | TX¦Summer Peak
TX | Winter Peak | 19 | TX¦Winter Peak
UT | Winter | 72 | UT¦Winter
UT | Spring | 66 | UT¦Spring
UT | Summer | 148 | UT¦Summer
UT | Fall | 38 | UT¦Fall
UT | Summer Peak | 21 | UT¦Summer Peak
UT | Winter Peak | 20 | UT¦Winter Peak
VA | Winter | 39 | VA¦Winter
VA | Spring | 102 | VA¦Spring
VA | Summer | 72 | VA¦Summer
VA | Fall | 138 | VA¦Fall
VA | Summer Peak | 5 | VA¦Summer Peak
VA | Winter Peak | 9 | VA¦Winter Peak
VT | Winter | 57 | VT¦Winter
VT | Spring | 122 | VT¦Spring
VT | Summer | 111 | VT¦Summer
VT | Fall | 62 | VT¦Fall
VT | Summer Peak | 6 | VT¦Summer Peak
VT | Winter Peak | 7 | VT¦Winter Peak
WA | Winter | 65 | WA¦Winter
WA | Spring | 88 | WA¦Spring
WA | Summer | 100 | WA¦Summer
WA | Fall | 89 | WA¦Fall
WA | Summer Peak | 5 | WA¦Summer Peak
WA | Winter Peak | 18 | WA¦Winter Peak
WI | Winter | 62 | WI¦Winter
WI | Spring | 101 | WI¦Spring
WI | Summer | 50 | WI¦Summer
WI | Fall | 118 | WI¦Fall
WI | Summer Peak | 19 | WI¦Summer Peak
WI | Winter Peak | 15 | WI¦Winter Peak
WV | Winter | 30 | WV¦Winter
WV | Spring | 108 | WV¦Spring
WV | Summer | 98 | WV¦Summer
WV | Fall | 87 | WV¦Fall
WV | Summer Peak | 38 | WV¦Summer Peak
WV | Winter Peak | 4 | WV¦Winter Peak
WY | Winter | 152 | WY¦Winter
WY | Spring | 112 | WY¦Spring
WY | Summer | 2 | WY¦Summer
WY | Fall | 73 | WY¦Fall
WY | Summer Peak | 17 | WY¦Summer Peak
WY | Winter Peak | 9 | WY¦Winter Peak

## SYSHECF
state | tech | timeslice | Hour0 | Hour1 | Hour2 | Hour3 | Hour4 | Hour5 | Hour6 | Hour7 | Hour8 | Hour9 | Hour10 | Hour11 | Hour12 | Hour13 | Hour14 | Hour15 | Hour16 | Hour17 | Hour18 | Hour19 | Hour20 | Hour21 | Hour22 | Hour23 | sum_24h | days | cf_hours (=sum x days) | max_24h
AL | biomass ccs | Winter | 0.8 | 0.8 | 0.8 | 0.8 | 0.8 | 0.8 | 0.8 | 0.8 | 0.8 | 0.8 | 0.8 | 0.8 | 0.8 | 0.8 | 0.8 | 0.8 | 0.8 | 0.8 | 0.8 | 0.8 | 0.8 | 0.8 | 0.8 | 0.8 | 19.2 | 37 | 710.4 | 0.8
AL | biomass ccs | Spring | 0.8 | 0.8 | 0.8 | 0.8 | 0.8 | 0.8 | 0.8 | 0.8 | 0.8 | 0.8 | 0.8 | 0.8 | 0.8 | 0.8 | 0.8 | 0.8 | 0.8 | 0.8 | 0.8 | 0.8 | 0.8 | 0.8 | 0.8 | 0.8 | 19.2 | 145 | 2784 | 0.8
AL | biomass ccs | Summer | 0.8 | 0.8 | 0.8 | 0.8 | 0.8 | 0.8 | 0.8 | 0.8 | 0.8 | 0.8 | 0.8 | 0.8 | 0.8 | 0.8 | 0.8 | 0.8 | 0.8 | 0.8 | 0.8 | 0.8 | 0.8 | 0.8 | 0.8 | 0.8 | 19.2 | 70 | 1344 | 0.8
AL | biomass ccs | Fall | 0.8 | 0.8 | 0.8 | 0.8 | 0.8 | 0.8 | 0.8 | 0.8 | 0.8 | 0.8 | 0.8 | 0.8 | 0.8 | 0.8 | 0.8 | 0.8 | 0.8 | 0.8 | 0.8 | 0.8 | 0.8 | 0.8 | 0.8 | 0.8 | 19.2 | 96 | 1843.2 | 0.8
AL | biomass ccs | Summer Peak | 0.8 | 0.8 | 0.8 | 0.8 | 0.8 | 0.8 | 0.8 | 0.8 | 0.8 | 0.8 | 0.8 | 0.8 | 0.8 | 0.8 | 0.8 | 0.8 | 0.8 | 0.8 | 0.8 | 0.8 | 0.8 | 0.8 | 0.8 | 0.8 | 19.2 | 14 | 268.8 | 0.8
AL | biomass ccs | Winter Peak | 0.8 | 0.8 | 0.8 | 0.8 | 0.8 | 0.8 | 0.8 | 0.8 | 0.8 | 0.8 | 0.8 | 0.8 | 0.8 | 0.8 | 0.8 | 0.8 | 0.8 | 0.8 | 0.8 | 0.8 | 0.8 | 0.8 | 0.8 | 0.8 | 19.2 | 3 | 57.6 | 0.8
AL | biomass | Winter | 0.5102 | 0.5102 | 0.5102 | 0.5102 | 0.5102 | 0.5102 | 0.5102 | 0.5102 | 0.5102 | 0.5102 | 0.5102 | 0.5102 | 0.5102 | 0.5102 | 0.5102 | 0.5102 | 0.5102 | 0.5102 | 0.5102 | 0.5102 | 0.5102 | 0.5102 | 0.5102 | 0.5102 | 12.2448 | 37 | 453.0576 | 0.5102
AL | biomass | Spring | 0.5102 | 0.5102 | 0.5102 | 0.5102 | 0.5102 | 0.5102 | 0.5102 | 0.5102 | 0.5102 | 0.5102 | 0.5102 | 0.5102 | 0.5102 | 0.5102 | 0.5102 | 0.5102 | 0.5102 | 0.5102 | 0.5102 | 0.5102 | 0.5102 | 0.5102 | 0.5102 | 0.5102 | 12.2448 | 145 | 1775.496 | 0.5102
AL | biomass | Summer | 0.5102 | 0.5102 | 0.5102 | 0.5102 | 0.5102 | 0.5102 | 0.5102 | 0.5102 | 0.5102 | 0.5102 | 0.5102 | 0.5102 | 0.5102 | 0.5102 | 0.5102 | 0.5102 | 0.5102 | 0.5102 | 0.5102 | 0.5102 | 0.5102 | 0.5102 | 0.5102 | 0.5102 | 12.2448 | 70 | 857.136 | 0.5102
AL | biomass | Fall | 0.5102 | 0.5102 | 0.5102 | 0.5102 | 0.5102 | 0.5102 | 0.5102 | 0.5102 | 0.5102 | 0.5102 | 0.5102 | 0.5102 | 0.5102 | 0.5102 | 0.5102 | 0.5102 | 0.5102 | 0.5102 | 0.5102 | 0.5102 | 0.5102 | 0.5102 | 0.5102 | 0.5102 | 12.2448 | 96 | 1175.5008 | 0.5102
AL | biomass | Summer Peak | 0.5102 | 0.5102 | 0.5102 | 0.5102 | 0.5102 | 0.5102 | 0.5102 | 0.5102 | 0.5102 | 0.5102 | 0.5102 | 0.5102 | 0.5102 | 0.5102 | 0.5102 | 0.5102 | 0.5102 | 0.5102 | 0.5102 | 0.5102 | 0.5102 | 0.5102 | 0.5102 | 0.5102 | 12.2448 | 14 | 171.4272 | 0.5102
AL | biomass | Winter Peak | 0.5102 | 0.5102 | 0.5102 | 0.5102 | 0.5102 | 0.5102 | 0.5102 | 0.5102 | 0.5102 | 0.5102 | 0.5102 | 0.5102 | 0.5102 | 0.5102 | 0.5102 | 0.5102 | 0.5102 | 0.5102 | 0.5102 | 0.5102 | 0.5102 | 0.5102 | 0.5102 | 0.5102 | 12.2448 | 3 | 36.7344 | 0.5102
AL | natural gas combined cycle ccs | Winter | 0.8 | 0.8 | 0.8 | 0.8 | 0.8 | 0.8 | 0.8 | 0.8 | 0.8 | 0.8 | 0.8 | 0.8 | 0.8 | 0.8 | 0.8 | 0.8 | 0.8 | 0.8 | 0.8 | 0.8 | 0.8 | 0.8 | 0.8 | 0.8 | 19.2 | 37 | 710.4 | 0.8
AL | natural gas combined cycle ccs | Spring | 0.8 | 0.8 | 0.8 | 0.8 | 0.8 | 0.8 | 0.8 | 0.8 | 0.8 | 0.8 | 0.8 | 0.8 | 0.8 | 0.8 | 0.8 | 0.8 | 0.8 | 0.8 | 0.8 | 0.8 | 0.8 | 0.8 | 0.8 | 0.8 | 19.2 | 145 | 2784 | 0.8
AL | natural gas combined cycle ccs | Summer | 0.8 | 0.8 | 0.8 | 0.8 | 0.8 | 0.8 | 0.8 | 0.8 | 0.8 | 0.8 | 0.8 | 0.8 | 0.8 | 0.8 | 0.8 | 0.8 | 0.8 | 0.8 | 0.8 | 0.8 | 0.8 | 0.8 | 0.8 | 0.8 | 19.2 | 70 | 1344 | 0.8
AL | natural gas combined cycle ccs | Fall | 0.8 | 0.8 | 0.8 | 0.8 | 0.8 | 0.8 | 0.8 | 0.8 | 0.8 | 0.8 | 0.8 | 0.8 | 0.8 | 0.8 | 0.8 | 0.8 | 0.8 | 0.8 | 0.8 | 0.8 | 0.8 | 0.8 | 0.8 | 0.8 | 19.2 | 96 | 1843.2 | 0.8
AL | natural gas combined cycle ccs | Summer Peak | 0.8 | 0.8 | 0.8 | 0.8 | 0.8 | 0.8 | 0.8 | 0.8 | 0.8 | 0.8 | 0.8 | 0.8 | 0.8 | 0.8 | 0.8 | 0.8 | 0.8 | 0.8 | 0.8 | 0.8 | 0.8 | 0.8 | 0.8 | 0.8 | 19.2 | 14 | 268.8 | 0.8
AL | natural gas combined cycle ccs | Winter Peak | 0.8 | 0.8 | 0.8 | 0.8 | 0.8 | 0.8 | 0.8 | 0.8 | 0.8 | 0.8 | 0.8 | 0.8 | 0.8 | 0.8 | 0.8 | 0.8 | 0.8 | 0.8 | 0.8 | 0.8 | 0.8 | 0.8 | 0.8 | 0.8 | 19.2 | 3 | 57.6 | 0.8
AL | natural gas combined cycle | Winter | 0.65471 | 0.64764 | 0.64897 | 0.66481 | 0.71814 | 0.75053 | 0.74785 | 0.73186 | 0.7138 | 0.71629 | 0.72279 | 0.70848 | 0.68951 | 0.67874 | 0.70468 | 0.7719 | 0.79055 | 0.79657 | 0.79305 | 0.79071 | 0.7861 | 0.76097 | 0.71738 | 0.67853 | 17.3846 | 37 | 643.229 | 0.79657
AL | natural gas combined cycle | Spring | 0.46532 | 0.45794 | 0.46158 | 0.48338 | 0.51577 | 0.53499 | 0.5165 | 0.4932 | 0.49654 | 0.51414 | 0.53358 | 0.54571 | 0.55119 | 0.55958 | 0.58641 | 0.66382 | 0.73202 | 0.74515 | 0.74362 | 0.74231 | 0.70225 | 0.58307 | 0.51752 | 0.47679 | 13.6224 | 145 | 1975.2415 | 0.74515
AL | natural gas combined cycle | Summer | 0.459 | 0.44833 | 0.45019 | 0.46328 | 0.49194 | 0.5048 | 0.48545 | 0.47983 | 0.48834 | 0.51238 | 0.53365 | 0.55089 | 0.55322 | 0.5579 | 0.5744 | 0.64933 | 0.69812 | 0.70605 | 0.71168 | 0.70374 | 0.68327 | 0.60269 | 0.51501 | 0.47838 | 13.3019 | 70 | 931.1315 | 0.71168
AL | natural gas combined cycle | Fall | 0.50031 | 0.48848 | 0.48837 | 0.4964 | 0.52184 | 0.52265 | 0.51905 | 0.5475 | 0.58497 | 0.6409 | 0.68858 | 0.71881 | 0.73705 | 0.74691 | 0.75961 | 0.78315 | 0.79387 | 0.79564 | 0.79369 | 0.79297 | 0.77861 | 0.71061 | 0.59764 | 0.54411 | 15.5517 | 96 | 1492.9658 | 0.79564
AL | natural gas combined cycle | Summer Peak | 0.48094 | 0.46876 | 0.46401 | 0.46641 | 0.47502 | 0.46522 | 0.4717 | 0.54081 | 0.59793 | 0.69974 | 0.76745 | 0.79477 | 0.79744 | 0.79744 | 0.79744 | 0.79744 | 0.8001 | 0.80543 | 0.79811 | 0.79685 | 0.79678 | 0.76475 | 0.6214 | 0.52241 | 15.7884 | 14 | 221.0369 | 0.80543
AL | natural gas combined cycle | Winter Peak | 0.62368 | 0.61893 | 0.63728 | 0.70923 | 0.76903 | 0.79678 | 0.79678 | 0.78742 | 0.73257 | 0.71292 | 0.70273 | 0.69369 | 0.6855 | 0.66942 | 0.71418 | 0.77807 | 0.79678 | 0.79988 | 0.79678 | 0.79678 | 0.79678 | 0.77807 | 0.71827 | 0.70153 | 17.6131 | 3 | 52.8392 | 0.79988
AL | crude oil | Winter | 0.001 | 0.001 | 0.001 | 0.001 | 0.001 | 0.001 | 0.001 | 0.001 | 0.001 | 0.001 | 0.001 | 0.001 | 0.001 | 0.001 | 0.001 | 0.001 | 0.001 | 0.001 | 0.001 | 0.001 | 0.001 | 0.001 | 0.001 | 0.001 | 0.024 | 37 | 0.888 | 0.001
AL | crude oil | Spring | 0.001 | 0.001 | 0.001 | 0.001 | 0.001 | 0.001 | 0.001 | 0.001 | 0.001 | 0.001 | 0.001 | 0.001 | 0.001 | 0.001 | 0.001 | 0.001 | 0.001 | 0.001 | 0.001 | 0.001 | 0.001 | 0.001 | 0.001 | 0.001 | 0.024 | 145 | 3.48 | 0.001
AL | crude oil | Summer | 0.001 | 0.001 | 0.001 | 0.001 | 0.001 | 0.001 | 0.001 | 0.001 | 0.001 | 0.001 | 0.001 | 0.001 | 0.001 | 0.001 | 0.001 | 0.001 | 0.001 | 0.001 | 0.001 | 0.001 | 0.001 | 0.001 | 0.001 | 0.001 | 0.024 | 70 | 1.68 | 0.001
AL | crude oil | Fall | 0.001 | 0.001 | 0.001 | 0.001 | 0.001 | 0.001 | 0.001 | 0.001 | 0.001 | 0.001 | 0.001 | 0.001 | 0.001 | 0.001 | 0.001 | 0.001 | 0.001 | 0.001 | 0.001 | 0.001 | 0.001 | 0.001 | 0.001 | 0.001 | 0.024 | 96 | 2.304 | 0.001
AL | crude oil | Summer Peak | 0.001 | 0.001 | 0.001 | 0.001 | 0.001 | 0.001 | 0.001 | 0.001 | 0.001 | 0.001 | 0.001 | 0.001 | 0.001 | 0.001 | 0.001 | 0.001 | 0.001 | 0.001 | 0.001 | 0.001 | 0.001 | 0.001 | 0.001 | 0.001 | 0.024 | 14 | 0.336 | 0.001
AL | crude oil | Winter Peak | 0.001 | 0.001 | 0.001 | 0.001 | 0.001 | 0.001 | 0.001 | 0.001 | 0.001 | 0.001 | 0.001 | 0.001 | 0.001 | 0.001 | 0.001 | 0.001 | 0.001 | 0.001 | 0.001 | 0.001 | 0.001 | 0.001 | 0.001 | 0.001 | 0.024 | 3 | 0.072 | 0.001
AL | geothermal | Winter | 0.6595 | 0.6595 | 0.6595 | 0.6595 | 0.6595 | 0.6595 | 0.6595 | 0.6595 | 0.6595 | 0.6595 | 0.6595 | 0.6595 | 0.6595 | 0.6595 | 0.6595 | 0.6595 | 0.6595 | 0.6595 | 0.6595 | 0.6595 | 0.6595 | 0.6595 | 0.6595 | 0.6595 | 15.828 | 37 | 585.636 | 0.6595
AL | geothermal | Spring | 0.6595 | 0.6595 | 0.6595 | 0.6595 | 0.6595 | 0.6595 | 0.6595 | 0.6595 | 0.6595 | 0.6595 | 0.6595 | 0.6595 | 0.6595 | 0.6595 | 0.6595 | 0.6595 | 0.6595 | 0.6595 | 0.6595 | 0.6595 | 0.6595 | 0.6595 | 0.6595 | 0.6595 | 15.828 | 145 | 2295.06 | 0.6595
AL | geothermal | Summer | 0.6595 | 0.6595 | 0.6595 | 0.6595 | 0.6595 | 0.6595 | 0.6595 | 0.6595 | 0.6595 | 0.6595 | 0.6595 | 0.6595 | 0.6595 | 0.6595 | 0.6595 | 0.6595 | 0.6595 | 0.6595 | 0.6595 | 0.6595 | 0.6595 | 0.6595 | 0.6595 | 0.6595 | 15.828 | 70 | 1107.96 | 0.6595
AL | geothermal | Fall | 0.6595 | 0.6595 | 0.6595 | 0.6595 | 0.6595 | 0.6595 | 0.6595 | 0.6595 | 0.6595 | 0.6595 | 0.6595 | 0.6595 | 0.6595 | 0.6595 | 0.6595 | 0.6595 | 0.6595 | 0.6595 | 0.6595 | 0.6595 | 0.6595 | 0.6595 | 0.6595 | 0.6595 | 15.828 | 96 | 1519.488 | 0.6595
AL | geothermal | Summer Peak | 0.6595 | 0.6595 | 0.6595 | 0.6595 | 0.6595 | 0.6595 | 0.6595 | 0.6595 | 0.6595 | 0.6595 | 0.6595 | 0.6595 | 0.6595 | 0.6595 | 0.6595 | 0.6595 | 0.6595 | 0.6595 | 0.6595 | 0.6595 | 0.6595 | 0.6595 | 0.6595 | 0.6595 | 15.828 | 14 | 221.592 | 0.6595
AL | geothermal | Winter Peak | 0.6595 | 0.6595 | 0.6595 | 0.6595 | 0.6595 | 0.6595 | 0.6595 | 0.6595 | 0.6595 | 0.6595 | 0.6595 | 0.6595 | 0.6595 | 0.6595 | 0.6595 | 0.6595 | 0.6595 | 0.6595 | 0.6595 | 0.6595 | 0.6595 | 0.6595 | 0.6595 | 0.6595 | 15.828 | 3 | 47.484 | 0.6595
AL | hard coal ccs | Winter | 0.8 | 0.8 | 0.8 | 0.8 | 0.8 | 0.8 | 0.8 | 0.8 | 0.8 | 0.8 | 0.8 | 0.8 | 0.8 | 0.8 | 0.8 | 0.8 | 0.8 | 0.8 | 0.8 | 0.8 | 0.8 | 0.8 | 0.8 | 0.8 | 19.2 | 37 | 710.4 | 0.8
AL | hard coal ccs | Spring | 0.8 | 0.8 | 0.8 | 0.8 | 0.8 | 0.8 | 0.8 | 0.8 | 0.8 | 0.8 | 0.8 | 0.8 | 0.8 | 0.8 | 0.8 | 0.8 | 0.8 | 0.8 | 0.8 | 0.8 | 0.8 | 0.8 | 0.8 | 0.8 | 19.2 | 145 | 2784 | 0.8
AL | hard coal ccs | Summer | 0.8 | 0.8 | 0.8 | 0.8 | 0.8 | 0.8 | 0.8 | 0.8 | 0.8 | 0.8 | 0.8 | 0.8 | 0.8 | 0.8 | 0.8 | 0.8 | 0.8 | 0.8 | 0.8 | 0.8 | 0.8 | 0.8 | 0.8 | 0.8 | 19.2 | 70 | 1344 | 0.8
AL | hard coal ccs | Fall | 0.8 | 0.8 | 0.8 | 0.8 | 0.8 | 0.8 | 0.8 | 0.8 | 0.8 | 0.8 | 0.8 | 0.8 | 0.8 | 0.8 | 0.8 | 0.8 | 0.8 | 0.8 | 0.8 | 0.8 | 0.8 | 0.8 | 0.8 | 0.8 | 19.2 | 96 | 1843.2 | 0.8
AL | hard coal ccs | Summer Peak | 0.8 | 0.8 | 0.8 | 0.8 | 0.8 | 0.8 | 0.8 | 0.8 | 0.8 | 0.8 | 0.8 | 0.8 | 0.8 | 0.8 | 0.8 | 0.8 | 0.8 | 0.8 | 0.8 | 0.8 | 0.8 | 0.8 | 0.8 | 0.8 | 19.2 | 14 | 268.8 | 0.8
AL | hard coal ccs | Winter Peak | 0.8 | 0.8 | 0.8 | 0.8 | 0.8 | 0.8 | 0.8 | 0.8 | 0.8 | 0.8 | 0.8 | 0.8 | 0.8 | 0.8 | 0.8 | 0.8 | 0.8 | 0.8 | 0.8 | 0.8 | 0.8 | 0.8 | 0.8 | 0.8 | 19.2 | 3 | 57.6 | 0.8
AL | hard coal | Winter | 0.49692 | 0.48912 | 0.49126 | 0.50786 | 0.53912 | 0.57406 | 0.58346 | 0.57031 | 0.55077 | 0.54388 | 0.5423 | 0.53362 | 0.51705 | 0.51143 | 0.52372 | 0.6006 | 0.6309 | 0.63225 | 0.63225 | 0.6309 | 0.61845 | 0.58171 | 0.53465 | 0.50985 | 13.3465 | 37 | 493.8187 | 0.63225
AL | hard coal | Spring | 0.35986 | 0.35668 | 0.3561 | 0.37334 | 0.44734 | 0.46818 | 0.44414 | 0.42264 | 0.43399 | 0.45768 | 0.48118 | 0.49684 | 0.49778 | 0.50278 | 0.52764 | 0.57808 | 0.61548 | 0.6189 | 0.62019 | 0.61906 | 0.59813 | 0.54413 | 0.44575 | 0.3772 | 11.6431 | 145 | 1688.2462 | 0.62019
AL | hard coal | Summer | 0.37346 | 0.3622 | 0.36727 | 0.39633 | 0.44605 | 0.46196 | 0.43938 | 0.43892 | 0.45693 | 0.47969 | 0.50204 | 0.50998 | 0.51312 | 0.51415 | 0.53309 | 0.57813 | 0.61374 | 0.61696 | 0.61751 | 0.61619 | 0.6032 | 0.56244 | 0.49275 | 0.40704 | 11.9025 | 70 | 833.1778 | 0.61751
AL | hard coal | Fall | 0.41685 | 0.40559 | 0.39585 | 0.40241 | 0.43667 | 0.44037 | 0.44687 | 0.49069 | 0.52271 | 0.56239 | 0.59167 | 0.60474 | 0.61305 | 0.61768 | 0.62667 | 0.64129 | 0.64734 | 0.64597 | 0.6482 | 0.64747 | 0.64271 | 0.59992 | 0.54396 | 0.45716 | 13.0482 | 96 | 1252.6285 | 0.6482
AL | hard coal | Summer Peak | 0.50009 | 0.47123 | 0.44322 | 0.46161 | 0.46948 | 0.44271 | 0.46829 | 0.54791 | 0.59274 | 0.62561 | 0.65154 | 0.65469 | 0.6565 | 0.65845 | 0.65845 | 0.65918 | 0.65934 | 0.65971 | 0.66261 | 0.66095 | 0.65699 | 0.64776 | 0.59321 | 0.55313 | 14.0554 | 14 | 196.7756 | 0.66261
AL | hard coal | Winter Peak | 0.50269 | 0.50269 | 0.50269 | 0.50269 | 0.56117 | 0.62755 | 0.63585 | 0.61096 | 0.55116 | 0.54168 | 0.54168 | 0.54168 | 0.52219 | 0.50269 | 0.52219 | 0.58606 | 0.63585 | 0.63585 | 0.63585 | 0.63585 | 0.63585 | 0.56117 | 0.54168 | 0.50269 | 13.5404 | 3 | 40.6212 | 0.63585
AL | heavy or residual fuel oil | Winter | 0 | 0 | 0 | 0 | 0 | 0.003958 | 0.003958 | 0 | 0 | 0 | 0 | 0 | 0 | 0 | 0 | 0 | 0.0079161 | 0.03958 | 0.03958 | 0.003958 | 0 | 0 | 0 | 0 | 0.098951 | 37 | 3.6612 | 0.03958
AL | heavy or residual fuel oil | Spring | 0 | 0 | 0 | 0 | 0 | 0 | 0 | 0 | 0 | 0 | 0 | 0 | 0 | 0 | 0 | 0 | 0.0049475 | 0.01979 | 0.01979 | 0 | 0 | 0 | 0 | 0 | 0.044528 | 145 | 6.4565 | 0.01979
AL | heavy or residual fuel oil | Summer | 0.075987 | 0.075987 | 0.075987 | 0.075987 | 0.075987 | 0.075987 | 0.075987 | 0.075987 | 0.075987 | 0.075987 | 0.11004 | 0.16929 | 0.22775 | 0.28079 | 0.31394 | 0.36254 | 0.44914 | 0.47934 | 0.44874 | 0.29144 | 0.16096 | 0.072187 | 0.072187 | 0.072187 | 4.2704 | 70 | 298.9293 | 0.47934
AL | heavy or residual fuel oil | Fall | 0 | 0 | 0 | 0 | 0 | 0 | 0 | 0 | 0 | 0 | 0 | 0 | 0 | 0 | 0.014924 | 0.029847 | 0.029847 | 0.029847 | 0.022386 | 0.0074619 | 0 | 0 | 0 | 0 | 0.13431 | 96 | 12.8941 | 0.029847
AL | heavy or residual fuel oil | Summer Peak | 0 | 0 | 0 | 0 | 0 | 0 | 0 | 0 | 0 | 0 | 0 | 0 | 0.33054 | 0.78535 | 0.78535 | 0.78535 | 0.95 | 0.95 | 0.95 | 0.78535 | 0.33054 | 0.33054 | 0.33054 | 0.33054 | 7.6441 | 14 | 107.0179 | 0.95
AL | heavy or residual fuel oil | Winter Peak | 0 | 0 | 0 | 0 | 0 | 0 | 0 | 0 | 0 | 0 | 0 | 0 | 0 | 0 | 0 | 0 | 0 | 0 | 0 | 0 | 0 | 0 | 0 | 0 | 0 | 3 | 0 | 0
AL | hydro | Winter | 0.30788 | 0.30486 | 0.30937 | 0.31795 | 0.33701 | 0.39394 | 0.42669 | 0.34122 | 0.32405 | 0.33272 | 0.32854 | 0.31679 | 0.3097 | 0.3097 | 0.3097 | 0.3853 | 0.57766 | 0.62492 | 0.62298 | 0.56033 | 0.43192 | 0.35788 | 0.31069 | 0.30473 | 9.1465 | 37 | 338.4215 | 0.62492
AL | hydro | Spring | 0.23481 | 0.23481 | 0.23481 | 0.23701 | 0.26094 | 0.28712 | 0.27552 | 0.25143 | 0.24486 | 0.24242 | 0.24408 | 0.24185 | 0.24349 | 0.25132 | 0.26789 | 0.34728 | 0.48747 | 0.4881 | 0.52519 | 0.47147 | 0.34771 | 0.27605 | 0.24649 | 0.23869 | 7.1808 | 145 | 1041.2161 | 0.52519
AL | hydro | Summer | 0.23201 | 0.23201 | 0.23201 | 0.23419 | 0.24498 | 0.27065 | 0.27574 | 0.25103 | 0.23967 | 0.23461 | 0.23419 | 0.24271 | 0.24862 | 0.26303 | 0.2784 | 0.31128 | 0.44648 | 0.47979 | 0.51327 | 0.45643 | 0.33333 | 0.26302 | 0.2373 | 0.23201 | 6.9867 | 70 | 489.0718 | 0.51327
AL | hydro | Fall | 0.19755 | 0.19755 | 0.19922 | 0.20058 | 0.21105 | 0.23058 | 0.23468 | 0.21559 | 0.20393 | 0.2062 | 0.2073 | 0.22614 | 0.24741 | 0.26525 | 0.29361 | 0.37109 | 0.44146 | 0.38729 | 0.47882 | 0.40835 | 0.2807 | 0.2175 | 0.20285 | 0.19645 | 6.3212 | 96 | 606.8319 | 0.47882
AL | hydro | Summer Peak | 0.15724 | 0.15724 | 0.15724 | 0.15724 | 0.15724 | 0.15724 | 0.15724 | 0.15724 | 0.15724 | 0.15724 | 0.16706 | 0.18267 | 0.23789 | 0.2464 | 0.27952 | 0.31358 | 0.35091 | 0.28616 | 0.408 | 0.30579 | 0.19828 | 0.15724 | 0.15724 | 0.15724 | 5.0203 | 14 | 70.2848 | 0.408
AL | hydro | Winter Peak | 0.30122 | 0.30122 | 0.30122 | 0.30122 | 0.30122 | 0.45384 | 0.58937 | 0.40296 | 0.30122 | 0.30122 | 0.30122 | 0.30122 | 0.30122 | 0.30122 | 0.30122 | 0.35731 | 0.60064 | 0.59706 | 0.65714 | 0.58937 | 0.50868 | 0.3139 | 0.30122 | 0.30122 | 9.2873 | 3 | 27.8619 | 0.65714
AL | hydrogen combined cycle | Winter | 0.5595 | 0.55592 | 0.55978 | 0.58672 | 0.64232 | 0.6769 | 0.66816 | 0.63292 | 0.60913 | 0.60456 | 0.60091 | 0.58788 | 0.56896 | 0.56206 | 0.59233 | 0.68224 | 0.71008 | 0.71446 | 0.71268 | 0.7094 | 0.70154 | 0.67172 | 0.62344 | 0.57752 | 15.1112 | 37 | 559.1126 | 0.71446
AL | hydrogen combined cycle | Spring | 0.3434 | 0.33698 | 0.33887 | 0.35208 | 0.37514 | 0.37847 | 0.36069 | 0.35519 | 0.3619 | 0.37498 | 0.39721 | 0.4254 | 0.44709 | 0.45983 | 0.47298 | 0.51278 | 0.60528 | 0.62465 | 0.62687 | 0.63235 | 0.59408 | 0.45543 | 0.38024 | 0.35789 | 10.5698 | 145 | 1532.6178 | 0.63235
AL | hydrogen combined cycle | Summer | 0.43311 | 0.41559 | 0.41385 | 0.41651 | 0.42723 | 0.41754 | 0.42066 | 0.46117 | 0.51726 | 0.5975 | 0.65676 | 0.68347 | 0.6953 | 0.70202 | 0.70722 | 0.71148 | 0.71571 | 0.71905 | 0.71629 | 0.71536 | 0.70921 | 0.6615 | 0.53689 | 0.46985 | 13.9206 | 70 | 974.4386 | 0.71905
AL | hydrogen combined cycle | Fall | 0.38341 | 0.37788 | 0.37995 | 0.38937 | 0.40227 | 0.4192 | 0.39248 | 0.39128 | 0.40569 | 0.44007 | 0.47661 | 0.50597 | 0.52465 | 0.54083 | 0.56274 | 0.63832 | 0.66345 | 0.66422 | 0.6645 | 0.65076 | 0.60237 | 0.47886 | 0.41337 | 0.39329 | 11.7616 | 96 | 1129.1094 | 0.6645
AL | hydrogen combined cycle | Summer Peak | 0.40247 | 0.3595 | 0.3595 | 0.3595 | 0.3595 | 0.3595 | 0.37025 | 0.42706 | 0.42706 | 0.61782 | 0.719 | 0.719 | 0.719 | 0.719 | 0.719 | 0.72709 | 0.72741 | 0.72741 | 0.72741 | 0.719 | 0.719 | 0.719 | 0.69369 | 0.57346 | 13.9707 | 14 | 195.5894 | 0.72741
AL | hydrogen combined cycle | Winter Peak | 0.69369 | 0.69369 | 0.719 | 0.719 | 0.719 | 0.719 | 0.719 | 0.719 | 0.7038 | 0.66448 | 0.64001 | 0.58455 | 0.57346 | 0.52123 | 0.57346 | 0.6898 | 0.719 | 0.719 | 0.719 | 0.719 | 0.719 | 0.719 | 0.719 | 0.69369 | 16.3789 | 3 | 49.1367 | 0.719
AL | hydrogen ct | Winter | 0.020841 | 0.020841 | 0.020841 | 0.020841 | 0.029405 | 0.05881 | 0.05881 | 0.0077002 | 0.0077002 | 0.0077002 | 0.0077002 | 0.0077002 | 0.0077002 | 0.0077002 | 0.0077002 | 0.0077002 | 0.040676 | 0.062657 | 0.044246 | 0.029405 | 0.029405 | 0.020841 | 0.020841 | 0.020841 | 0.5686 | 37 | 21.0383 | 0.062657
AL | hydrogen ct | Spring | 0 | 0 | 0 | 0 | 0 | 0.00091104 | 0.00091104 | 0 | 0 | 0 | 0 | 0.005318 | 0.010522 | 0.020325 | 0.024265 | 0.033638 | 0.048281 | 0.060119 | 0.058393 | 0.024956 | 0 | 0 | 0 | 0 | 0.28764 | 145 | 41.7078 | 0.060119
AL | hydrogen ct | Summer | 0 | 0 | 0 | 0 | 0 | 0.015543 | 0.015543 | 0 | 0 | 0 | 0 | 0.016542 | 0.032538 | 0.036608 | 0.037866 | 0.052638 | 0.080507 | 0.085479 | 0.052623 | 0.029269 | 0.0055229 | 0 | 0 | 0 | 0.46068 | 70 | 32.2477 | 0.085479
AL | hydrogen ct | Fall | 0 | 0 | 0 | 0 | 0.0029678 | 0.011333 | 0.0080324 | 0.0080324 | 0.0080324 | 0.0080324 | 0.010686 | 0.047269 | 0.10362 | 0.17287 | 0.20127 | 0.25715 | 0.37634 | 0.40574 | 0.37476 | 0.17382 | 0.018306 | 0 | 0 | 0 | 2.1883 | 96 | 210.0734 | 0.40574
AL | hydrogen ct | Summer Peak | 0 | 0 | 0 | 0 | 0 | 0 | 0 | 0 | 0 | 0 | 0 | 0.16194 | 0.16269 | 0.17361 | 0.38911 | 0.54186 | 0.70409 | 0.73387 | 0.73702 | 0.25619 | 0 | 0 | 0 | 0 | 3.8604 | 14 | 54.0452 | 0.73702
AL | hydrogen ct | Winter Peak | 0 | 0 | 0 | 0 | 0 | 0 | 0 | 0 | 0 | 0 | 0 | 0 | 0 | 0 | 0 | 0 | 0 | 0.139 | 0.094969 | 0 | 0 | 0 | 0 | 0 | 0.23397 | 3 | 0.70191 | 0.139
AL | lignite ccs | Winter | 0.8 | 0.8 | 0.8 | 0.8 | 0.8 | 0.8 | 0.8 | 0.8 | 0.8 | 0.8 | 0.8 | 0.8 | 0.8 | 0.8 | 0.8 | 0.8 | 0.8 | 0.8 | 0.8 | 0.8 | 0.8 | 0.8 | 0.8 | 0.8 | 19.2 | 37 | 710.4 | 0.8
AL | lignite ccs | Spring | 0.8 | 0.8 | 0.8 | 0.8 | 0.8 | 0.8 | 0.8 | 0.8 | 0.8 | 0.8 | 0.8 | 0.8 | 0.8 | 0.8 | 0.8 | 0.8 | 0.8 | 0.8 | 0.8 | 0.8 | 0.8 | 0.8 | 0.8 | 0.8 | 19.2 | 145 | 2784 | 0.8
AL | lignite ccs | Summer | 0.8 | 0.8 | 0.8 | 0.8 | 0.8 | 0.8 | 0.8 | 0.8 | 0.8 | 0.8 | 0.8 | 0.8 | 0.8 | 0.8 | 0.8 | 0.8 | 0.8 | 0.8 | 0.8 | 0.8 | 0.8 | 0.8 | 0.8 | 0.8 | 19.2 | 70 | 1344 | 0.8
AL | lignite ccs | Fall | 0.8 | 0.8 | 0.8 | 0.8 | 0.8 | 0.8 | 0.8 | 0.8 | 0.8 | 0.8 | 0.8 | 0.8 | 0.8 | 0.8 | 0.8 | 0.8 | 0.8 | 0.8 | 0.8 | 0.8 | 0.8 | 0.8 | 0.8 | 0.8 | 19.2 | 96 | 1843.2 | 0.8
AL | lignite ccs | Summer Peak | 0.8 | 0.8 | 0.8 | 0.8 | 0.8 | 0.8 | 0.8 | 0.8 | 0.8 | 0.8 | 0.8 | 0.8 | 0.8 | 0.8 | 0.8 | 0.8 | 0.8 | 0.8 | 0.8 | 0.8 | 0.8 | 0.8 | 0.8 | 0.8 | 19.2 | 14 | 268.8 | 0.8
AL | lignite ccs | Winter Peak | 0.8 | 0.8 | 0.8 | 0.8 | 0.8 | 0.8 | 0.8 | 0.8 | 0.8 | 0.8 | 0.8 | 0.8 | 0.8 | 0.8 | 0.8 | 0.8 | 0.8 | 0.8 | 0.8 | 0.8 | 0.8 | 0.8 | 0.8 | 0.8 | 19.2 | 3 | 57.6 | 0.8
AL | lignite | Winter | 0.638 | 0.638 | 0.638 | 0.638 | 0.638 | 0.638 | 0.638 | 0.638 | 0.638 | 0.638 | 0.638 | 0.638 | 0.638 | 0.638 | 0.638 | 0.638 | 0.638 | 0.638 | 0.638 | 0.638 | 0.638 | 0.638 | 0.638 | 0.638 | 15.312 | 37 | 566.544 | 0.638
AL | lignite | Spring | 0.638 | 0.638 | 0.638 | 0.638 | 0.638 | 0.638 | 0.638 | 0.638 | 0.638 | 0.638 | 0.638 | 0.638 | 0.638 | 0.638 | 0.638 | 0.638 | 0.638 | 0.638 | 0.638 | 0.638 | 0.638 | 0.638 | 0.638 | 0.638 | 15.312 | 145 | 2220.24 | 0.638
AL | lignite | Summer | 0.638 | 0.638 | 0.638 | 0.638 | 0.638 | 0.638 | 0.638 | 0.638 | 0.638 | 0.638 | 0.638 | 0.638 | 0.638 | 0.638 | 0.638 | 0.638 | 0.638 | 0.638 | 0.638 | 0.638 | 0.638 | 0.638 | 0.638 | 0.638 | 15.312 | 70 | 1071.84 | 0.638
AL | lignite | Fall | 0.638 | 0.638 | 0.638 | 0.638 | 0.638 | 0.638 | 0.638 | 0.638 | 0.638 | 0.638 | 0.638 | 0.638 | 0.638 | 0.638 | 0.638 | 0.638 | 0.638 | 0.638 | 0.638 | 0.638 | 0.638 | 0.638 | 0.638 | 0.638 | 15.312 | 96 | 1469.952 | 0.638
AL | lignite | Summer Peak | 0.638 | 0.638 | 0.638 | 0.638 | 0.638 | 0.638 | 0.638 | 0.638 | 0.638 | 0.638 | 0.638 | 0.638 | 0.638 | 0.638 | 0.638 | 0.638 | 0.638 | 0.638 | 0.638 | 0.638 | 0.638 | 0.638 | 0.638 | 0.638 | 15.312 | 14 | 214.368 | 0.638
AL | lignite | Winter Peak | 0.638 | 0.638 | 0.638 | 0.638 | 0.638 | 0.638 | 0.638 | 0.638 | 0.638 | 0.638 | 0.638 | 0.638 | 0.638 | 0.638 | 0.638 | 0.638 | 0.638 | 0.638 | 0.638 | 0.638 | 0.638 | 0.638 | 0.638 | 0.638 | 15.312 | 3 | 45.936 | 0.638
AL | municipal solid waste | Winter | 0.7342 | 0.7342 | 0.7342 | 0.7342 | 0.7342 | 0.7342 | 0.7342 | 0.7342 | 0.7342 | 0.7342 | 0.7342 | 0.7342 | 0.7342 | 0.7342 | 0.7342 | 0.7342 | 0.7342 | 0.7342 | 0.7342 | 0.7342 | 0.7342 | 0.7342 | 0.7342 | 0.7342 | 17.6208 | 37 | 651.9696 | 0.7342
AL | municipal solid waste | Spring | 0.7342 | 0.7342 | 0.7342 | 0.7342 | 0.7342 | 0.7342 | 0.7342 | 0.7342 | 0.7342 | 0.7342 | 0.7342 | 0.7342 | 0.7342 | 0.7342 | 0.7342 | 0.7342 | 0.7342 | 0.7342 | 0.7342 | 0.7342 | 0.7342 | 0.7342 | 0.7342 | 0.7342 | 17.6208 | 145 | 2555.016 | 0.7342
AL | municipal solid waste | Summer | 0.7342 | 0.7342 | 0.7342 | 0.7342 | 0.7342 | 0.7342 | 0.7342 | 0.7342 | 0.7342 | 0.7342 | 0.7342 | 0.7342 | 0.7342 | 0.7342 | 0.7342 | 0.7342 | 0.7342 | 0.7342 | 0.7342 | 0.7342 | 0.7342 | 0.7342 | 0.7342 | 0.7342 | 17.6208 | 70 | 1233.456 | 0.7342
AL | municipal solid waste | Fall | 0.7342 | 0.7342 | 0.7342 | 0.7342 | 0.7342 | 0.7342 | 0.7342 | 0.7342 | 0.7342 | 0.7342 | 0.7342 | 0.7342 | 0.7342 | 0.7342 | 0.7342 | 0.7342 | 0.7342 | 0.7342 | 0.7342 | 0.7342 | 0.7342 | 0.7342 | 0.7342 | 0.7342 | 17.6208 | 96 | 1691.5968 | 0.7342
AL | municipal solid waste | Summer Peak | 0.7342 | 0.7342 | 0.7342 | 0.7342 | 0.7342 | 0.7342 | 0.7342 | 0.7342 | 0.7342 | 0.7342 | 0.7342 | 0.7342 | 0.7342 | 0.7342 | 0.7342 | 0.7342 | 0.7342 | 0.7342 | 0.7342 | 0.7342 | 0.7342 | 0.7342 | 0.7342 | 0.7342 | 17.6208 | 14 | 246.6912 | 0.7342
AL | municipal solid waste | Winter Peak | 0.7342 | 0.7342 | 0.7342 | 0.7342 | 0.7342 | 0.7342 | 0.7342 | 0.7342 | 0.7342 | 0.7342 | 0.7342 | 0.7342 | 0.7342 | 0.7342 | 0.7342 | 0.7342 | 0.7342 | 0.7342 | 0.7342 | 0.7342 | 0.7342 | 0.7342 | 0.7342 | 0.7342 | 17.6208 | 3 | 52.8624 | 0.7342
AL | natural gas peaker | Winter | 0.020841 | 0.020841 | 0.020841 | 0.020841 | 0.029405 | 0.05881 | 0.05881 | 0.0077002 | 0.0077002 | 0.0077002 | 0.0077002 | 0.0077002 | 0.0077002 | 0.0077002 | 0.0077002 | 0.0077002 | 0.040676 | 0.062657 | 0.044246 | 0.029405 | 0.029405 | 0.020841 | 0.020841 | 0.020841 | 0.5686 | 37 | 21.0383 | 0.062657
AL | natural gas peaker | Spring | 0 | 0 | 0 | 0 | 0 | 0.00091104 | 0.00091104 | 0 | 0 | 0 | 0 | 0.005318 | 0.010522 | 0.020325 | 0.024265 | 0.033638 | 0.048281 | 0.060119 | 0.058393 | 0.024956 | 0 | 0 | 0 | 0 | 0.28764 | 145 | 41.7078 | 0.060119
AL | natural gas peaker | Summer | 0 | 0 | 0 | 0 | 0 | 0.015543 | 0.015543 | 0 | 0 | 0 | 0 | 0.016542 | 0.032538 | 0.036608 | 0.037866 | 0.052638 | 0.080507 | 0.085479 | 0.052623 | 0.029269 | 0.0055229 | 0 | 0 | 0 | 0.46068 | 70 | 32.2477 | 0.085479
AL | natural gas peaker | Fall | 0 | 0 | 0 | 0 | 0.0029678 | 0.011333 | 0.0080324 | 0.0080324 | 0.0080324 | 0.0080324 | 0.010686 | 0.047269 | 0.10362 | 0.17287 | 0.20127 | 0.25715 | 0.37634 | 0.40574 | 0.37476 | 0.17382 | 0.018306 | 0 | 0 | 0 | 2.1883 | 96 | 210.0734 | 0.40574
AL | natural gas peaker | Summer Peak | 0 | 0 | 0 | 0 | 0 | 0 | 0 | 0 | 0 | 0 | 0 | 0.16194 | 0.16269 | 0.17361 | 0.38911 | 0.54186 | 0.70409 | 0.73387 | 0.73702 | 0.25619 | 0 | 0 | 0 | 0 | 3.8604 | 14 | 54.0452 | 0.73702
AL | natural gas peaker | Winter Peak | 0 | 0 | 0 | 0 | 0 | 0 | 0 | 0 | 0 | 0 | 0 | 0 | 0 | 0 | 0 | 0 | 0 | 0.139 | 0.094969 | 0 | 0 | 0 | 0 | 0 | 0.23397 | 3 | 0.70191 | 0.139
AL | nuclear | Winter | 0.91247 | 0.91247 | 0.91247 | 0.91247 | 0.91247 | 0.91247 | 0.91247 | 0.91247 | 0.91247 | 0.91247 | 0.91247 | 0.91247 | 0.91247 | 0.91247 | 0.91247 | 0.91247 | 0.91247 | 0.91247 | 0.91247 | 0.91247 | 0.91247 | 0.91247 | 0.91247 | 0.91247 | 21.8992 | 37 | 810.2705 | 0.91247
AL | nuclear | Spring | 0.91247 | 0.91247 | 0.91247 | 0.91247 | 0.91247 | 0.91247 | 0.91247 | 0.91247 | 0.91247 | 0.91247 | 0.91247 | 0.91247 | 0.91247 | 0.91247 | 0.91247 | 0.91247 | 0.91247 | 0.91247 | 0.91247 | 0.91247 | 0.91247 | 0.91247 | 0.91247 | 0.91247 | 21.8992 | 145 | 3175.3842 | 0.91247
AL | nuclear | Summer | 0.91247 | 0.91247 | 0.91247 | 0.91247 | 0.91247 | 0.91247 | 0.91229 | 0.91247 | 0.91247 | 0.91247 | 0.91247 | 0.91247 | 0.91247 | 0.91247 | 0.91247 | 0.91247 | 0.91247 | 0.91247 | 0.91247 | 0.91247 | 0.91247 | 0.91247 | 0.91247 | 0.91247 | 21.899 | 70 | 1532.9316 | 0.91247
AL | nuclear | Fall | 0.91247 | 0.91247 | 0.91247 | 0.91247 | 0.91247 | 0.90807 | 0.91091 | 0.91247 | 0.91247 | 0.91247 | 0.91247 | 0.91247 | 0.91247 | 0.91247 | 0.91247 | 0.91247 | 0.91247 | 0.91247 | 0.91247 | 0.91247 | 0.91247 | 0.91247 | 0.91247 | 0.91247 | 21.8932 | 96 | 2101.7513 | 0.91247
AL | nuclear | Summer Peak | 0.91247 | 0.91247 | 0.91247 | 0.91247 | 0.91247 | 0.91247 | 0.91247 | 0.91247 | 0.91247 | 0.91247 | 0.91247 | 0.91247 | 0.91247 | 0.91247 | 0.91247 | 0.91247 | 0.91247 | 0.91247 | 0.91247 | 0.91247 | 0.91247 | 0.91247 | 0.91247 | 0.91247 | 21.8992 | 14 | 306.5888 | 0.91247
AL | nuclear | Winter Peak | 0.91247 | 0.91247 | 0.91247 | 0.91247 | 0.91247 | 0.91247 | 0.91247 | 0.91247 | 0.91247 | 0.91247 | 0.91247 | 0.91247 | 0.91247 | 0.91247 | 0.91247 | 0.91247 | 0.91247 | 0.91247 | 0.91247 | 0.91247 | 0.91247 | 0.91247 | 0.91247 | 0.91247 | 21.8992 | 3 | 65.6976 | 0.91247
AL | offshore wind | Winter | 0.32478 | 0.32383 | 0.32346 | 0.32175 | 0.32085 | 0.31725 | 0.31008 | 0.30775 | 0.30203 | 0.29075 | 0.28238 | 0.27681 | 0.28025 | 0.29043 | 0.2989 | 0.31255 | 0.32976 | 0.34171 | 0.34941 | 0.3553 | 0.35618 | 0.35379 | 0.35354 | 0.34894 | 7.6725 | 37 | 283.883 | 0.35618
AL | offshore wind | Spring | 0.32152 | 0.31587 | 0.3111 | 0.3075 | 0.30464 | 0.30118 | 0.29476 | 0.28752 | 0.27803 | 0.27039 | 0.26491 | 0.26224 | 0.26514 | 0.27052 | 0.27721 | 0.28531 | 0.29428 | 0.30149 | 0.30614 | 0.31039 | 0.31148 | 0.30989 | 0.30666 | 0.30348 | 7.0617 | 145 | 1023.9428 | 0.32152
AL | offshore wind | Summer | 0.29116 | 0.286 | 0.28108 | 0.27639 | 0.27545 | 0.27508 | 0.27387 | 0.26711 | 0.25977 | 0.25395 | 0.24968 | 0.24959 | 0.25614 | 0.26777 | 0.28062 | 0.29481 | 0.30708 | 0.3154 | 0.32277 | 0.32879 | 0.33291 | 0.33467 | 0.33265 | 0.32812 | 6.9408 | 70 | 485.8593 | 0.33467
AL | offshore wind | Fall | 0.29282 | 0.2878 | 0.28392 | 0.27628 | 0.27111 | 0.26633 | 0.26165 | 0.2541 | 0.24951 | 0.24349 | 0.24252 | 0.2444 | 0.2504 | 0.25766 | 0.26726 | 0.27648 | 0.28497 | 0.29037 | 0.29514 | 0.29973 | 0.30104 | 0.30148 | 0.3014 | 0.29853 | 6.5984 | 96 | 633.4438 | 0.30148
AL | offshore wind | Summer Peak | 0.26066 | 0.25253 | 0.24808 | 0.24102 | 0.23387 | 0.22187 | 0.21379 | 0.20752 | 0.19891 | 0.19408 | 0.19319 | 0.20092 | 0.21632 | 0.23392 | 0.24938 | 0.25912 | 0.26354 | 0.26764 | 0.275 | 0.2758 | 0.27678 | 0.27884 | 0.27413 | 0.27008 | 5.807 | 14 | 81.2975 | 0.27884
AL | offshore wind | Winter Peak | 0.35632 | 0.35252 | 0.34595 | 0.33247 | 0.33274 | 0.31967 | 0.31365 | 0.31804 | 0.31224 | 0.29974 | 0.29008 | 0.29298 | 0.28376 | 0.28323 | 0.27682 | 0.27377 | 0.27735 | 0.28936 | 0.30735 | 0.33025 | 0.3348 | 0.32822 | 0.30376 | 0.29077 | 7.4458 | 3 | 22.3375 | 0.35632
AL | onshore wind | Winter | 0.31245 | 0.31208 | 0.32111 | 0.32471 | 0.32848 | 0.33128 | 0.33116 | 0.33449 | 0.33413 | 0.31923 | 0.27113 | 0.22967 | 0.216 | 0.21387 | 0.21252 | 0.21178 | 0.20922 | 0.22061 | 0.26095 | 0.29444 | 0.31489 | 0.32262 | 0.32351 | 0.32251 | 6.8728 | 37 | 254.2949 | 0.33449
AL | onshore wind | Spring | 0.38861 | 0.38927 | 0.3776 | 0.367 | 0.35514 | 0.34844 | 0.34205 | 0.32244 | 0.26941 | 0.22316 | 0.20634 | 0.20348 | 0.20153 | 0.20009 | 0.20221 | 0.20693 | 0.21388 | 0.22215 | 0.22926 | 0.25532 | 0.29661 | 0.34459 | 0.37783 | 0.38714 | 6.9305 | 145 | 1004.9193 | 0.38927
AL | onshore wind | Summer | 0.35628 | 0.35648 | 0.34858 | 0.34353 | 0.3307 | 0.31818 | 0.30324 | 0.24901 | 0.16646 | 0.14516 | 0.14491 | 0.14238 | 0.1425 | 0.14977 | 0.1632 | 0.18607 | 0.20824 | 0.23998 | 0.2702 | 0.28626 | 0.32349 | 0.3566 | 0.35822 | 0.35494 | 6.2444 | 70 | 437.1076 | 0.35822
AL | onshore wind | Fall | 0.30256 | 0.30631 | 0.30579 | 0.30732 | 0.30744 | 0.30931 | 0.30247 | 0.2936 | 0.26428 | 0.19652 | 0.1573 | 0.14262 | 0.13577 | 0.13123 | 0.13032 | 0.13627 | 0.14344 | 0.14721 | 0.16447 | 0.21428 | 0.26067 | 0.28131 | 0.29407 | 0.29586 | 5.5304 | 96 | 530.9212 | 0.30931
AL | onshore wind | Summer Peak | 0.30196 | 0.29152 | 0.27214 | 0.2694 | 0.2544 | 0.24484 | 0.24723 | 0.17465 | 0.10862 | 0.090046 | 0.091666 | 0.099532 | 0.11225 | 0.12818 | 0.13954 | 0.17651 | 0.23337 | 0.27392 | 0.33592 | 0.36638 | 0.38482 | 0.35892 | 0.34505 | 0.32661 | 5.6275 | 14 | 78.7845 | 0.38482
AL | onshore wind | Winter Peak | 0.37459 | 0.38408 | 0.40895 | 0.41688 | 0.40594 | 0.39004 | 0.36666 | 0.35353 | 0.34833 | 0.34966 | 0.32714 | 0.28758 | 0.24279 | 0.22582 | 0.21737 | 0.20939 | 0.22356 | 0.26876 | 0.31167 | 0.32929 | 0.32762 | 0.32186 | 0.31609 | 0.3446 | 7.7522 | 3 | 23.2566 | 0.41688
AL | petroleum | Winter | 0.020841 | 0.020841 | 0.020841 | 0.020841 | 0.029405 | 0.05881 | 0.05881 | 0.0077002 | 0.0077002 | 0.0077002 | 0.0077002 | 0.0077002 | 0.0077002 | 0.0077002 | 0.0077002 | 0.0077002 | 0.040676 | 0.062657 | 0.044246 | 0.029405 | 0.029405 | 0.020841 | 0.020841 | 0.020841 | 0.5686 | 37 | 21.0383 | 0.062657
AL | petroleum | Spring | 0 | 0 | 0 | 0 | 0 | 0.00091104 | 0.00091104 | 0 | 0 | 0 | 0 | 0.005318 | 0.010522 | 0.020325 | 0.024265 | 0.033638 | 0.048281 | 0.060119 | 0.058393 | 0.024956 | 0 | 0 | 0 | 0 | 0.28764 | 145 | 41.7078 | 0.060119
AL | petroleum | Summer | 0 | 0 | 0 | 0 | 0 | 0.015543 | 0.015543 | 0 | 0 | 0 | 0 | 0.016542 | 0.032538 | 0.036608 | 0.037866 | 0.052638 | 0.080507 | 0.085479 | 0.052623 | 0.029269 | 0.0055229 | 0 | 0 | 0 | 0.46068 | 70 | 32.2477 | 0.085479
AL | petroleum | Fall | 0 | 0 | 0 | 0 | 0.0029678 | 0.011333 | 0.0080324 | 0.0080324 | 0.0080324 | 0.0080324 | 0.010686 | 0.047269 | 0.10362 | 0.17287 | 0.20127 | 0.25715 | 0.37634 | 0.40574 | 0.37476 | 0.17382 | 0.018306 | 0 | 0 | 0 | 2.1883 | 96 | 210.0734 | 0.40574
AL | petroleum | Summer Peak | 0 | 0 | 0 | 0 | 0 | 0 | 0 | 0 | 0 | 0 | 0 | 0.16194 | 0.16269 | 0.17361 | 0.38911 | 0.54186 | 0.70409 | 0.73387 | 0.73702 | 0.25619 | 0 | 0 | 0 | 0 | 3.8604 | 14 | 54.0452 | 0.73702
AL | petroleum | Winter Peak | 0 | 0 | 0 | 0 | 0 | 0 | 0 | 0 | 0 | 0 | 0 | 0 | 0 | 0 | 0 | 0 | 0 | 0.139 | 0.094969 | 0 | 0 | 0 | 0 | 0 | 0.23397 | 3 | 0.70191 | 0.139
AL | pumped hydro | Winter | 0.050786 | 0.031782 | 0.011015 | 0.0036035 | 0.0015851 | 0.005556 | 0.040084 | 0.033931 | 0.015151 | 0.0089085 | 0.0017651 | 0.0025064 | 0.0017282 | 0.0011129 | 0.0006206 | 0.00067935 | 0.0057153 | 0.12696 | 0.27549 | 0.26941 | 0.19322 | 0.12361 | 0.087958 | 0.059443 | 1.3526 | 37 | 50.047 | 0.27549
AL | pumped hydro | Spring | 0.13406 | 0.089046 | 0.043601 | 0.027674 | 0.022308 | 0.021574 | 0.03002 | 0.021769 | 0.01624 | 0.0019417 | 0.0019339 | 0.0016268 | 0.0017358 | 0.0033852 | 0.0067275 | 0.010701 | 0.041979 | 0.14699 | 0.34078 | 0.37694 | 0.3594 | 0.20445 | 0.15713 | 0.1425 | 2.2045 | 145 | 319.6538 | 0.37694
AL | pumped hydro | Summer | 0.088023 | 0.039339 | 0.016514 | 0.0093124 | 0.0054294 | 0.0038308 | 0.0031176 | 0.0012654 | 0.00015248 | 2.3472e-05 | 0.00083549 | 0.022595 | 0.10315 | 0.18902 | 0.2678 | 0.35551 | 0.45477 | 0.53128 | 0.58425 | 0.58312 | 0.54844 | 0.32976 | 0.16117 | 0.12689 | 4.4256 | 70 | 309.7921 | 0.58425
AL | pumped hydro | Fall | 0.087977 | 0.062359 | 0.024155 | 0.0062008 | 0.0025893 | 0.0017164 | 0.0023704 | 0.0063496 | 0.0078345 | 0.00033795 | 0.00071655 | 0.00089718 | 0.0046131 | 0.012083 | 0.021131 | 0.03584 | 0.098139 | 0.31041 | 0.39754 | 0.41951 | 0.24537 | 0.15513 | 0.1382 | 0.11573 | 2.1572 | 96 | 207.0914 | 0.41951
AL | pumped hydro | Summer Peak | 0.13154 | 0.040447 | 0 | 0 | 0 | 0 | 0 | 0 | 0 | 0.00043189 | 0.0018473 | 0.083516 | 0.34412 | 0.45311 | 0.54917 | 0.60615 | 0.63472 | 0.64234 | 0.639 | 0.63262 | 0.72697 | 0.67088 | 0.19429 | 0.14993 | 6.5011 | 14 | 91.0151 | 0.72697
AL | pumped hydro | Winter Peak | 0.0047638 | 0.0026573 | 0.0018473 | 0.0018473 | 0 | 0.094888 | 0.19155 | 0.14615 | 0.0043146 | 0.012964 | 0.003345 | 0.0052486 | 0.0036945 | 0 | 0 | 0 | 0.0048896 | 0.20752 | 0.3746 | 0.38504 | 0.33367 | 0.19894 | 0.069298 | 0.020111 | 2.0674 | 3 | 6.2021 | 0.38504
AL | smr | Winter | 0.9638 | 0.9638 | 0.9638 | 0.9638 | 0.9638 | 0.9638 | 0.9638 | 0.9638 | 0.9638 | 0.9638 | 0.9638 | 0.9638 | 0.9638 | 0.9638 | 0.9638 | 0.9638 | 0.9638 | 0.9638 | 0.9638 | 0.9638 | 0.9638 | 0.9638 | 0.9638 | 0.9638 | 23.1312 | 37 | 855.8535 | 0.9638
AL | smr | Spring | 0.9638 | 0.9638 | 0.9638 | 0.9638 | 0.9638 | 0.9638 | 0.9638 | 0.9638 | 0.9638 | 0.9638 | 0.9638 | 0.9638 | 0.9638 | 0.9638 | 0.9638 | 0.9638 | 0.9638 | 0.9638 | 0.9638 | 0.9638 | 0.9638 | 0.9638 | 0.9638 | 0.9638 | 23.1312 | 145 | 3354.0206 | 0.9638
AL | smr | Summer | 0.9638 | 0.9638 | 0.9638 | 0.9638 | 0.9638 | 0.9638 | 0.9638 | 0.9638 | 0.9638 | 0.9638 | 0.9638 | 0.9638 | 0.9638 | 0.9638 | 0.9638 | 0.9638 | 0.9638 | 0.9638 | 0.9638 | 0.9638 | 0.9638 | 0.9638 | 0.9638 | 0.9638 | 23.1312 | 70 | 1619.1824 | 0.9638
AL | smr | Fall | 0.9638 | 0.9638 | 0.9638 | 0.9638 | 0.9638 | 0.9638 | 0.9638 | 0.9638 | 0.9638 | 0.9638 | 0.9638 | 0.9638 | 0.9638 | 0.9638 | 0.9638 | 0.9638 | 0.9638 | 0.9638 | 0.9638 | 0.9638 | 0.9638 | 0.9638 | 0.9638 | 0.9638 | 23.1312 | 96 | 2220.593 | 0.9638
AL | smr | Summer Peak | 0.9638 | 0.9638 | 0.9638 | 0.9638 | 0.9638 | 0.9638 | 0.9638 | 0.9638 | 0.9638 | 0.9638 | 0.9638 | 0.9638 | 0.9638 | 0.9638 | 0.9638 | 0.9638 | 0.9638 | 0.9638 | 0.9638 | 0.9638 | 0.9638 | 0.9638 | 0.9638 | 0.9638 | 23.1312 | 14 | 323.8365 | 0.9638
AL | smr | Winter Peak | 0.9638 | 0.9638 | 0.9638 | 0.9638 | 0.9638 | 0.9638 | 0.9638 | 0.9638 | 0.9638 | 0.9638 | 0.9638 | 0.9638 | 0.9638 | 0.9638 | 0.9638 | 0.9638 | 0.9638 | 0.9638 | 0.9638 | 0.9638 | 0.9638 | 0.9638 | 0.9638 | 0.9638 | 23.1312 | 3 | 69.3935 | 0.9638
AL | solar pv dist | Winter | 0 | 0 | 0 | 0 | 0 | 0 | 0.053841 | 0.21797 | 0.29909 | 0.31045 | 0.30895 | 0.3245 | 0.34055 | 0.444 | 0.36565 | 0.18633 | 0.012083 | 0 | 0 | 0 | 0 | 0 | 0 | 0 | 2.8634 | 37 | 105.9463 | 0.444
AL | solar pv dist | Spring | 0 | 0 | 0 | 0 | 0.00089339 | 0.0081931 | 0.24535 | 0.36825 | 0.41853 | 0.42992 | 0.42557 | 0.43128 | 0.43004 | 0.51901 | 0.45885 | 0.30601 | 0.11231 | 0.033938 | 0 | 0 | 0 | 0 | 0 | 0 | 4.1881 | 145 | 607.2796 | 0.51901
AL | solar pv dist | Summer | 0 | 0 | 0 | 0 | 0.00094787 | 0.0077183 | 0.23762 | 0.36576 | 0.41695 | 0.43123 | 0.42469 | 0.42586 | 0.43218 | 0.51232 | 0.45653 | 0.2991 | 0.11747 | 0.042541 | 0 | 0 | 0 | 0 | 0 | 0 | 4.1709 | 70 | 291.9652 | 0.51232
AL | solar pv dist | Fall | 0 | 0 | 0 | 0 | 0.0029127 | 0.017164 | 0.28564 | 0.37416 | 0.41157 | 0.42743 | 0.43225 | 0.43829 | 0.42661 | 0.48298 | 0.43141 | 0.33631 | 0.19122 | 0.086476 | 0 | 0 | 0 | 0 | 0 | 0 | 4.3444 | 96 | 417.0648 | 0.48298
AL | solar pv dist | Summer Peak | 0 | 0 | 0 | 0 | 0.0034981 | 0.023245 | 0.36042 | 0.40262 | 0.45802 | 0.46694 | 0.47517 | 0.47382 | 0.4209 | 0.43286 | 0.38592 | 0.34101 | 0.21654 | 0.087339 | 0 | 0 | 0 | 0 | 0 | 0 | 4.5483 | 14 | 63.6761 | 0.47517
AL | solar pv dist | Winter Peak | 0 | 0 | 0 | 0 | 0 | 0 | 0.0052659 | 0.088468 | 0.15219 | 0.18799 | 0.17272 | 0.15534 | 0.17167 | 0.20169 | 0.21643 | 0.11427 | 0.0073723 | 0 | 0 | 0 | 0 | 0 | 0 | 0 | 1.4734 | 3 | 4.4202 | 0.21643
AL | solar pv | Winter | 0 | 0 | 0 | 0 | 0 | 0 | 0.025377 | 0.24383 | 0.35502 | 0.37892 | 0.38436 | 0.38944 | 0.3991 | 0.40371 | 0.37082 | 0.20857 | 0.012417 | 0 | 0 | 0 | 0 | 0 | 0 | 0 | 3.1716 | 37 | 117.3479 | 0.40371
AL | solar pv | Spring | 0 | 0 | 0 | 0 | 0.00041933 | 0.065819 | 0.28473 | 0.46408 | 0.53328 | 0.55668 | 0.55114 | 0.5495 | 0.54817 | 0.5399 | 0.49905 | 0.37882 | 0.15621 | 0.018431 | 0 | 0 | 0 | 0 | 0 | 0 | 5.1462 | 145 | 746.2058 | 0.55668
AL | solar pv | Summer | 0 | 0 | 0 | 0 | 0.00060303 | 0.077639 | 0.2817 | 0.46894 | 0.5332 | 0.54845 | 0.55226 | 0.54635 | 0.54563 | 0.54424 | 0.5144 | 0.38168 | 0.16581 | 0.021937 | 0 | 0 | 0 | 0 | 0 | 0 | 5.1828 | 70 | 362.7974 | 0.55226
AL | solar pv | Fall | 0 | 0 | 0 | 0 | 0.001973 | 0.15386 | 0.34072 | 0.46593 | 0.52692 | 0.54367 | 0.54417 | 0.54299 | 0.54298 | 0.5249 | 0.48753 | 0.40069 | 0.25692 | 0.065742 | 0 | 0 | 0 | 0 | 0 | 0 | 5.399 | 96 | 518.3039 | 0.54417
AL | solar pv | Summer Peak | 0 | 0 | 0 | 0 | 0.0022575 | 0.19523 | 0.43475 | 0.53201 | 0.62871 | 0.6432 | 0.62777 | 0.61276 | 0.60288 | 0.57032 | 0.50217 | 0.4331 | 0.30756 | 0.081753 | 0 | 0 | 0 | 0 | 0 | 0 | 6.1745 | 14 | 86.4427 | 0.6432
AL | solar pv | Winter Peak | 0 | 0 | 0 | 0 | 0 | 0 | 0.025043 | 0.1184 | 0.14927 | 0.14523 | 0.18405 | 0.20709 | 0.23687 | 0.22878 | 0.22109 | 0.14278 | 0.0075092 | 0 | 0 | 0 | 0 | 0 | 0 | 0 | 1.6661 | 3 | 4.9983 | 0.23687
AL | solar thermal | Winter | 0 | 0 | 0 | 0 | 0 | 0 | 0 | 0 | 0 | 0.08597 | 0.37963 | 0.49887 | 0.49723 | 0.48344 | 0.47116 | 0.48279 | 0.49202 | 0.44649 | 0.21282 | 0.015243 | 0 | 0 | 0 | 0 | 4.0657 | 37 | 150.4296 | 0.49887
AL | solar thermal | Spring | 0 | 0 | 0 | 0 | 0 | 0 | 0 | 0.0076376 | 0.18687 | 0.48014 | 0.63047 | 0.67382 | 0.67706 | 0.67418 | 0.66674 | 0.6665 | 0.66683 | 0.64842 | 0.56803 | 0.30656 | 0.039289 | 0 | 0 | 0 | 6.8926 | 145 | 999.4217 | 0.67706
AL | solar thermal | Summer | 0 | 0 | 0 | 0 | 0 | 0 | 0 | 0.024165 | 0.27576 | 0.51489 | 0.59949 | 0.63012 | 0.63917 | 0.63842 | 0.63267 | 0.62353 | 0.61338 | 0.59439 | 0.54207 | 0.40006 | 0.11962 | 2.6056e-06 | 0 | 0 | 6.8477 | 70 | 479.3406 | 0.63917
AL | solar thermal | Fall | 0 | 0 | 0 | 0 | 0 | 0 | 0 | 0 | 0.054994 | 0.36422 | 0.55217 | 0.58569 | 0.57826 | 0.56812 | 0.56341 | 0.56827 | 0.56955 | 0.52878 | 0.35579 | 0.077412 | 3.2207e-05 | 0 | 0 | 0 | 5.3667 | 96 | 515.2027 | 0.58569
AL | solar thermal | Summer Peak | 0 | 0 | 0 | 0 | 0 | 0 | 0 | 0.027732 | 0.38084 | 0.62249 | 0.69231 | 0.71807 | 0.7248 | 0.72465 | 0.72329 | 0.72571 | 0.72389 | 0.71218 | 0.67311 | 0.55977 | 0.22117 | 0 | 0 | 0 | 8.23 | 14 | 115.2202 | 0.72571
AL | solar thermal | Winter Peak | 0 | 0 | 0 | 0 | 0 | 0 | 0 | 0 | 0 | 0.0026447 | 0.27588 | 0.35613 | 0.39021 | 0.41121 | 0.42512 | 0.48557 | 0.52766 | 0.49305 | 0.19344 | 0 | 0 | 0 | 0 | 0 | 3.5609 | 3 | 10.6827 | 0.52766
AL | natural gas steam turbine | Winter | 0.2213 | 0.2213 | 0.2213 | 0.2213 | 0.2213 | 0.2213 | 0.2213 | 0.2213 | 0.2213 | 0.2213 | 0.2213 | 0.2213 | 0.2213 | 0.2213 | 0.2213 | 0.2213 | 0.2213 | 0.2213 | 0.2213 | 0.2213 | 0.2213 | 0.2213 | 0.2213 | 0.2213 | 5.3112 | 37 | 196.5144 | 0.2213
AL | natural gas steam turbine | Spring | 0.2213 | 0.2213 | 0.2213 | 0.2213 | 0.2213 | 0.2213 | 0.2213 | 0.2213 | 0.2213 | 0.2213 | 0.2213 | 0.2213 | 0.2213 | 0.2213 | 0.2213 | 0.2213 | 0.2213 | 0.2213 | 0.2213 | 0.2213 | 0.2213 | 0.2213 | 0.2213 | 0.2213 | 5.3112 | 145 | 770.124 | 0.2213
AL | natural gas steam turbine | Summer | 0.2213 | 0.2213 | 0.2213 | 0.2213 | 0.2213 | 0.2213 | 0.2213 | 0.2213 | 0.2213 | 0.2213 | 0.2213 | 0.2213 | 0.2213 | 0.2213 | 0.2213 | 0.2213 | 0.2213 | 0.2213 | 0.2213 | 0.2213 | 0.2213 | 0.2213 | 0.2213 | 0.2213 | 5.3112 | 70 | 371.784 | 0.2213
AL | natural gas steam turbine | Fall | 0.2213 | 0.2213 | 0.2213 | 0.2213 | 0.2213 | 0.2213 | 0.2213 | 0.2213 | 0.2213 | 0.2213 | 0.2213 | 0.2213 | 0.2213 | 0.2213 | 0.2213 | 0.2213 | 0.2213 | 0.2213 | 0.2213 | 0.2213 | 0.2213 | 0.2213 | 0.2213 | 0.2213 | 5.3112 | 96 | 509.8752 | 0.2213
AL | natural gas steam turbine | Summer Peak | 0.2213 | 0.2213 | 0.2213 | 0.2213 | 0.2213 | 0.2213 | 0.2213 | 0.2213 | 0.2213 | 0.2213 | 0.2213 | 0.2213 | 0.2213 | 0.2213 | 0.2213 | 0.2213 | 0.2213 | 0.2213 | 0.2213 | 0.2213 | 0.2213 | 0.2213 | 0.2213 | 0.2213 | 5.3112 | 14 | 74.3568 | 0.2213
AL | natural gas steam turbine | Winter Peak | 0.2213 | 0.2213 | 0.2213 | 0.2213 | 0.2213 | 0.2213 | 0.2213 | 0.2213 | 0.2213 | 0.2213 | 0.2213 | 0.2213 | 0.2213 | 0.2213 | 0.2213 | 0.2213 | 0.2213 | 0.2213 | 0.2213 | 0.2213 | 0.2213 | 0.2213 | 0.2213 | 0.2213 | 5.3112 | 3 | 15.9336 | 0.2213
AR | biomass ccs | Winter | 0.8 | 0.8 | 0.8 | 0.8 | 0.8 | 0.8 | 0.8 | 0.8 | 0.8 | 0.8 | 0.8 | 0.8 | 0.8 | 0.8 | 0.8 | 0.8 | 0.8 | 0.8 | 0.8 | 0.8 | 0.8 | 0.8 | 0.8 | 0.8 | 19.2 | 35 | 672 | 0.8
AR | biomass ccs | Spring | 0.8 | 0.8 | 0.8 | 0.8 | 0.8 | 0.8 | 0.8 | 0.8 | 0.8 | 0.8 | 0.8 | 0.8 | 0.8 | 0.8 | 0.8 | 0.8 | 0.8 | 0.8 | 0.8 | 0.8 | 0.8 | 0.8 | 0.8 | 0.8 | 19.2 | 92 | 1766.4 | 0.8
AR | biomass ccs | Summer | 0.8 | 0.8 | 0.8 | 0.8 | 0.8 | 0.8 | 0.8 | 0.8 | 0.8 | 0.8 | 0.8 | 0.8 | 0.8 | 0.8 | 0.8 | 0.8 | 0.8 | 0.8 | 0.8 | 0.8 | 0.8 | 0.8 | 0.8 | 0.8 | 19.2 | 56 | 1075.2 | 0.8
AR | biomass ccs | Fall | 0.8 | 0.8 | 0.8 | 0.8 | 0.8 | 0.8 | 0.8 | 0.8 | 0.8 | 0.8 | 0.8 | 0.8 | 0.8 | 0.8 | 0.8 | 0.8 | 0.8 | 0.8 | 0.8 | 0.8 | 0.8 | 0.8 | 0.8 | 0.8 | 19.2 | 146 | 2803.2 | 0.8
AR | biomass ccs | Summer Peak | 0.8 | 0.8 | 0.8 | 0.8 | 0.8 | 0.8 | 0.8 | 0.8 | 0.8 | 0.8 | 0.8 | 0.8 | 0.8 | 0.8 | 0.8 | 0.8 | 0.8 | 0.8 | 0.8 | 0.8 | 0.8 | 0.8 | 0.8 | 0.8 | 19.2 | 20 | 384 | 0.8
AR | biomass ccs | Winter Peak | 0.8 | 0.8 | 0.8 | 0.8 | 0.8 | 0.8 | 0.8 | 0.8 | 0.8 | 0.8 | 0.8 | 0.8 | 0.8 | 0.8 | 0.8 | 0.8 | 0.8 | 0.8 | 0.8 | 0.8 | 0.8 | 0.8 | 0.8 | 0.8 | 19.2 | 16 | 307.2 | 0.8
AR | biomass | Winter | 0.49124 | 0.49124 | 0.49124 | 0.49398 | 0.49672 | 0.49946 | 0.51041 | 0.51041 | 0.51041 | 0.51315 | 0.51315 | 0.51315 | 0.51315 | 0.51589 | 0.51589 | 0.51589 | 0.51589 | 0.51589 | 0.51589 | 0.51589 | 0.50767 | 0.50493 | 0.50219 | 0.49398 | 12.1677 | 35 | 425.8704 | 0.51589
AR | biomass | Spring | 0.50651 | 0.50651 | 0.50651 | 0.50651 | 0.50755 | 0.5086 | 0.51172 | 0.51172 | 0.51381 | 0.51485 | 0.51589 | 0.51589 | 0.51589 | 0.51589 | 0.51589 | 0.51589 | 0.51589 | 0.51589 | 0.51589 | 0.51589 | 0.51485 | 0.51485 | 0.50755 | 0.50755 | 12.298 | 92 | 1131.4177 | 0.51589
AR | biomass | Summer | 0.49706 | 0.49706 | 0.49706 | 0.49706 | 0.50219 | 0.50562 | 0.50904 | 0.51418 | 0.51589 | 0.51589 | 0.51589 | 0.51589 | 0.51589 | 0.51589 | 0.51589 | 0.51589 | 0.51589 | 0.51589 | 0.51418 | 0.51418 | 0.51247 | 0.50904 | 0.50219 | 0.49877 | 12.229 | 56 | 684.8249 | 0.51589
AR | biomass | Fall | 0.49947 | 0.49947 | 0.49882 | 0.49882 | 0.49882 | 0.5021 | 0.50867 | 0.50998 | 0.51392 | 0.51589 | 0.51589 | 0.51589 | 0.51589 | 0.51589 | 0.51589 | 0.51589 | 0.51589 | 0.51589 | 0.51589 | 0.51589 | 0.51195 | 0.50998 | 0.50144 | 0.49882 | 12.2271 | 146 | 1785.1522 | 0.51589
AR | biomass | Summer Peak | 0.5063 | 0.5063 | 0.5063 | 0.5063 | 0.5063 | 0.5063 | 0.5111 | 0.51589 | 0.51589 | 0.51589 | 0.51589 | 0.51589 | 0.51589 | 0.51589 | 0.51589 | 0.51589 | 0.51589 | 0.51589 | 0.51589 | 0.51589 | 0.51589 | 0.51589 | 0.51589 | 0.5111 | 12.3143 | 20 | 246.2855 | 0.51589
AR | biomass | Winter Peak | 0.49192 | 0.49192 | 0.49192 | 0.49791 | 0.49791 | 0.49791 | 0.51589 | 0.51589 | 0.51589 | 0.51589 | 0.51589 | 0.51589 | 0.51589 | 0.51589 | 0.51589 | 0.51589 | 0.51589 | 0.51589 | 0.51589 | 0.51589 | 0.51589 | 0.51589 | 0.5099 | 0.50391 | 12.2376 | 16 | 195.8012 | 0.51589
AR | natural gas combined cycle ccs | Winter | 0.8 | 0.8 | 0.8 | 0.8 | 0.8 | 0.8 | 0.8 | 0.8 | 0.8 | 0.8 | 0.8 | 0.8 | 0.8 | 0.8 | 0.8 | 0.8 | 0.8 | 0.8 | 0.8 | 0.8 | 0.8 | 0.8 | 0.8 | 0.8 | 19.2 | 35 | 672 | 0.8
AR | natural gas combined cycle ccs | Spring | 0.8 | 0.8 | 0.8 | 0.8 | 0.8 | 0.8 | 0.8 | 0.8 | 0.8 | 0.8 | 0.8 | 0.8 | 0.8 | 0.8 | 0.8 | 0.8 | 0.8 | 0.8 | 0.8 | 0.8 | 0.8 | 0.8 | 0.8 | 0.8 | 19.2 | 92 | 1766.4 | 0.8
AR | natural gas combined cycle ccs | Summer | 0.8 | 0.8 | 0.8 | 0.8 | 0.8 | 0.8 | 0.8 | 0.8 | 0.8 | 0.8 | 0.8 | 0.8 | 0.8 | 0.8 | 0.8 | 0.8 | 0.8 | 0.8 | 0.8 | 0.8 | 0.8 | 0.8 | 0.8 | 0.8 | 19.2 | 56 | 1075.2 | 0.8
AR | natural gas combined cycle ccs | Fall | 0.8 | 0.8 | 0.8 | 0.8 | 0.8 | 0.8 | 0.8 | 0.8 | 0.8 | 0.8 | 0.8 | 0.8 | 0.8 | 0.8 | 0.8 | 0.8 | 0.8 | 0.8 | 0.8 | 0.8 | 0.8 | 0.8 | 0.8 | 0.8 | 19.2 | 146 | 2803.2 | 0.8
AR | natural gas combined cycle ccs | Summer Peak | 0.8 | 0.8 | 0.8 | 0.8 | 0.8 | 0.8 | 0.8 | 0.8 | 0.8 | 0.8 | 0.8 | 0.8 | 0.8 | 0.8 | 0.8 | 0.8 | 0.8 | 0.8 | 0.8 | 0.8 | 0.8 | 0.8 | 0.8 | 0.8 | 19.2 | 20 | 384 | 0.8
AR | natural gas combined cycle ccs | Winter Peak | 0.8 | 0.8 | 0.8 | 0.8 | 0.8 | 0.8 | 0.8 | 0.8 | 0.8 | 0.8 | 0.8 | 0.8 | 0.8 | 0.8 | 0.8 | 0.8 | 0.8 | 0.8 | 0.8 | 0.8 | 0.8 | 0.8 | 0.8 | 0.8 | 19.2 | 16 | 307.2 | 0.8
AR | natural gas combined cycle | Winter | 0.45251 | 0.44986 | 0.45147 | 0.45366 | 0.49382 | 0.56338 | 0.56227 | 0.54478 | 0.52499 | 0.51999 | 0.51303 | 0.50525 | 0.49891 | 0.4898 | 0.5012 | 0.57371 | 0.62377 | 0.63476 | 0.64199 | 0.63811 | 0.62277 | 0.55766 | 0.50175 | 0.44533 | 12.7648 | 35 | 446.7675 | 0.64199
AR | natural gas combined cycle | Spring | 0.49226 | 0.48899 | 0.48981 | 0.49208 | 0.51122 | 0.53089 | 0.53305 | 0.53082 | 0.53745 | 0.58664 | 0.62996 | 0.6784 | 0.70944 | 0.72288 | 0.74594 | 0.77865 | 0.81352 | 0.83573 | 0.83419 | 0.81525 | 0.75331 | 0.62763 | 0.53547 | 0.50802 | 15.1816 | 92 | 1396.7068 | 0.83573
AR | natural gas combined cycle | Summer | 0.39139 | 0.39045 | 0.39305 | 0.39601 | 0.42191 | 0.45175 | 0.44501 | 0.4221 | 0.43106 | 0.44185 | 0.45291 | 0.4595 | 0.45479 | 0.45998 | 0.48305 | 0.51413 | 0.53325 | 0.55041 | 0.54431 | 0.53533 | 0.50689 | 0.47788 | 0.42923 | 0.40407 | 10.9903 | 56 | 615.4581 | 0.55041
AR | natural gas combined cycle | Fall | 0.43821 | 0.4379 | 0.4393 | 0.44858 | 0.47101 | 0.50653 | 0.49583 | 0.48304 | 0.48574 | 0.50686 | 0.52906 | 0.55339 | 0.56057 | 0.56863 | 0.58122 | 0.6116 | 0.64462 | 0.65849 | 0.66472 | 0.65382 | 0.61564 | 0.55307 | 0.47388 | 0.4511 | 12.8328 | 146 | 1873.5923 | 0.66472
AR | natural gas combined cycle | Summer Peak | 0.46877 | 0.46877 | 0.46877 | 0.46877 | 0.46877 | 0.47305 | 0.46877 | 0.47934 | 0.49641 | 0.56389 | 0.67004 | 0.78554 | 0.87483 | 0.89034 | 0.89686 | 0.90379 | 0.92285 | 0.92179 | 0.92865 | 0.91384 | 0.87552 | 0.61559 | 0.49787 | 0.48377 | 16.0066 | 20 | 320.1312 | 0.92865
AR | natural gas combined cycle | Winter Peak | 0.61615 | 0.61238 | 0.62556 | 0.64407 | 0.71831 | 0.81578 | 0.8438 | 0.80559 | 0.70348 | 0.70712 | 0.70377 | 0.68589 | 0.6569 | 0.63552 | 0.65657 | 0.772 | 0.88265 | 0.88943 | 0.90257 | 0.88922 | 0.88387 | 0.81774 | 0.74135 | 0.67976 | 17.8895 | 16 | 286.232 | 0.90257
AR | crude oil | Winter | 0.083 | 0.083 | 0.083 | 0.083 | 0.083 | 0.083 | 0.083 | 0.083 | 0.083 | 0.083 | 0.083 | 0.083 | 0.083 | 0.083 | 0.083 | 0.083 | 0.083 | 0.083 | 0.083 | 0.083 | 0.083 | 0.083 | 0.083 | 0.083 | 1.992 | 35 | 69.72 | 0.083
AR | crude oil | Spring | 0.083 | 0.083 | 0.083 | 0.083 | 0.083 | 0.083 | 0.083 | 0.083 | 0.083 | 0.083 | 0.083 | 0.083 | 0.083 | 0.083 | 0.083 | 0.083 | 0.083 | 0.083 | 0.083 | 0.083 | 0.083 | 0.083 | 0.083 | 0.083 | 1.992 | 92 | 183.264 | 0.083
AR | crude oil | Summer | 0.083 | 0.083 | 0.083 | 0.083 | 0.083 | 0.083 | 0.083 | 0.083 | 0.083 | 0.083 | 0.083 | 0.083 | 0.083 | 0.083 | 0.083 | 0.083 | 0.083 | 0.083 | 0.083 | 0.083 | 0.083 | 0.083 | 0.083 | 0.083 | 1.992 | 56 | 111.552 | 0.083
AR | crude oil | Fall | 0.083 | 0.083 | 0.083 | 0.083 | 0.083 | 0.083 | 0.083 | 0.083 | 0.083 | 0.083 | 0.083 | 0.083 | 0.083 | 0.083 | 0.083 | 0.083 | 0.083 | 0.083 | 0.083 | 0.083 | 0.083 | 0.083 | 0.083 | 0.083 | 1.992 | 146 | 290.832 | 0.083
AR | crude oil | Summer Peak | 0.083 | 0.083 | 0.083 | 0.083 | 0.083 | 0.083 | 0.083 | 0.083 | 0.083 | 0.083 | 0.083 | 0.083 | 0.083 | 0.083 | 0.083 | 0.083 | 0.083 | 0.083 | 0.083 | 0.083 | 0.083 | 0.083 | 0.083 | 0.083 | 1.992 | 20 | 39.84 | 0.083
AR | crude oil | Winter Peak | 0.083 | 0.083 | 0.083 | 0.083 | 0.083 | 0.083 | 0.083 | 0.083 | 0.083 | 0.083 | 0.083 | 0.083 | 0.083 | 0.083 | 0.083 | 0.083 | 0.083 | 0.083 | 0.083 | 0.083 | 0.083 | 0.083 | 0.083 | 0.083 | 1.992 | 16 | 31.872 | 0.083
AR | geothermal | Winter | 0.6595 | 0.6595 | 0.6595 | 0.6595 | 0.6595 | 0.6595 | 0.6595 | 0.6595 | 0.6595 | 0.6595 | 0.6595 | 0.6595 | 0.6595 | 0.6595 | 0.6595 | 0.6595 | 0.6595 | 0.6595 | 0.6595 | 0.6595 | 0.6595 | 0.6595 | 0.6595 | 0.6595 | 15.828 | 35 | 553.98 | 0.6595
AR | geothermal | Spring | 0.6595 | 0.6595 | 0.6595 | 0.6595 | 0.6595 | 0.6595 | 0.6595 | 0.6595 | 0.6595 | 0.6595 | 0.6595 | 0.6595 | 0.6595 | 0.6595 | 0.6595 | 0.6595 | 0.6595 | 0.6595 | 0.6595 | 0.6595 | 0.6595 | 0.6595 | 0.6595 | 0.6595 | 15.828 | 92 | 1456.176 | 0.6595
AR | geothermal | Summer | 0.6595 | 0.6595 | 0.6595 | 0.6595 | 0.6595 | 0.6595 | 0.6595 | 0.6595 | 0.6595 | 0.6595 | 0.6595 | 0.6595 | 0.6595 | 0.6595 | 0.6595 | 0.6595 | 0.6595 | 0.6595 | 0.6595 | 0.6595 | 0.6595 | 0.6595 | 0.6595 | 0.6595 | 15.828 | 56 | 886.368 | 0.6595
AR | geothermal | Fall | 0.6595 | 0.6595 | 0.6595 | 0.6595 | 0.6595 | 0.6595 | 0.6595 | 0.6595 | 0.6595 | 0.6595 | 0.6595 | 0.6595 | 0.6595 | 0.6595 | 0.6595 | 0.6595 | 0.6595 | 0.6595 | 0.6595 | 0.6595 | 0.6595 | 0.6595 | 0.6595 | 0.6595 | 15.828 | 146 | 2310.888 | 0.6595
AR | geothermal | Summer Peak | 0.6595 | 0.6595 | 0.6595 | 0.6595 | 0.6595 | 0.6595 | 0.6595 | 0.6595 | 0.6595 | 0.6595 | 0.6595 | 0.6595 | 0.6595 | 0.6595 | 0.6595 | 0.6595 | 0.6595 | 0.6595 | 0.6595 | 0.6595 | 0.6595 | 0.6595 | 0.6595 | 0.6595 | 15.828 | 20 | 316.56 | 0.6595
AR | geothermal | Winter Peak | 0.6595 | 0.6595 | 0.6595 | 0.6595 | 0.6595 | 0.6595 | 0.6595 | 0.6595 | 0.6595 | 0.6595 | 0.6595 | 0.6595 | 0.6595 | 0.6595 | 0.6595 | 0.6595 | 0.6595 | 0.6595 | 0.6595 | 0.6595 | 0.6595 | 0.6595 | 0.6595 | 0.6595 | 15.828 | 16 | 253.248 | 0.6595
AR | hard coal ccs | Winter | 0.8 | 0.8 | 0.8 | 0.8 | 0.8 | 0.8 | 0.8 | 0.8 | 0.8 | 0.8 | 0.8 | 0.8 | 0.8 | 0.8 | 0.8 | 0.8 | 0.8 | 0.8 | 0.8 | 0.8 | 0.8 | 0.8 | 0.8 | 0.8 | 19.2 | 35 | 672 | 0.8
AR | hard coal ccs | Spring | 0.8 | 0.8 | 0.8 | 0.8 | 0.8 | 0.8 | 0.8 | 0.8 | 0.8 | 0.8 | 0.8 | 0.8 | 0.8 | 0.8 | 0.8 | 0.8 | 0.8 | 0.8 | 0.8 | 0.8 | 0.8 | 0.8 | 0.8 | 0.8 | 19.2 | 92 | 1766.4 | 0.8
AR | hard coal ccs | Summer | 0.8 | 0.8 | 0.8 | 0.8 | 0.8 | 0.8 | 0.8 | 0.8 | 0.8 | 0.8 | 0.8 | 0.8 | 0.8 | 0.8 | 0.8 | 0.8 | 0.8 | 0.8 | 0.8 | 0.8 | 0.8 | 0.8 | 0.8 | 0.8 | 19.2 | 56 | 1075.2 | 0.8
AR | hard coal ccs | Fall | 0.8 | 0.8 | 0.8 | 0.8 | 0.8 | 0.8 | 0.8 | 0.8 | 0.8 | 0.8 | 0.8 | 0.8 | 0.8 | 0.8 | 0.8 | 0.8 | 0.8 | 0.8 | 0.8 | 0.8 | 0.8 | 0.8 | 0.8 | 0.8 | 19.2 | 146 | 2803.2 | 0.8
AR | hard coal ccs | Summer Peak | 0.8 | 0.8 | 0.8 | 0.8 | 0.8 | 0.8 | 0.8 | 0.8 | 0.8 | 0.8 | 0.8 | 0.8 | 0.8 | 0.8 | 0.8 | 0.8 | 0.8 | 0.8 | 0.8 | 0.8 | 0.8 | 0.8 | 0.8 | 0.8 | 19.2 | 20 | 384 | 0.8
AR | hard coal ccs | Winter Peak | 0.8 | 0.8 | 0.8 | 0.8 | 0.8 | 0.8 | 0.8 | 0.8 | 0.8 | 0.8 | 0.8 | 0.8 | 0.8 | 0.8 | 0.8 | 0.8 | 0.8 | 0.8 | 0.8 | 0.8 | 0.8 | 0.8 | 0.8 | 0.8 | 19.2 | 16 | 307.2 | 0.8
AR | hard coal | Winter | 0.4334 | 0.4334 | 0.4334 | 0.4334 | 0.4334 | 0.4334 | 0.4334 | 0.4334 | 0.4334 | 0.4334 | 0.4334 | 0.4334 | 0.4334 | 0.4334 | 0.4334 | 0.4334 | 0.4334 | 0.4334 | 0.4334 | 0.4334 | 0.4334 | 0.4334 | 0.4334 | 0.4334 | 10.4016 | 35 | 364.056 | 0.4334
AR | hard coal | Spring | 0.4334 | 0.4334 | 0.4334 | 0.4334 | 0.4334 | 0.4334 | 0.4334 | 0.4334 | 0.4334 | 0.4334 | 0.4334 | 0.4334 | 0.4334 | 0.4334 | 0.4334 | 0.4334 | 0.4334 | 0.4334 | 0.4334 | 0.4334 | 0.4334 | 0.4334 | 0.4334 | 0.4334 | 10.4016 | 92 | 956.9472 | 0.4334
AR | hard coal | Summer | 0.4334 | 0.4334 | 0.4334 | 0.4334 | 0.4334 | 0.4334 | 0.4334 | 0.4334 | 0.4334 | 0.4334 | 0.4334 | 0.4334 | 0.4334 | 0.4334 | 0.4334 | 0.4334 | 0.4334 | 0.4334 | 0.4334 | 0.4334 | 0.4334 | 0.4334 | 0.4334 | 0.4334 | 10.4016 | 56 | 582.4896 | 0.4334
AR | hard coal | Fall | 0.4334 | 0.4334 | 0.4334 | 0.4334 | 0.4334 | 0.4334 | 0.4334 | 0.4334 | 0.4334 | 0.4334 | 0.4334 | 0.4334 | 0.4334 | 0.4334 | 0.4334 | 0.4334 | 0.4334 | 0.4334 | 0.4334 | 0.4334 | 0.4334 | 0.4334 | 0.4334 | 0.4334 | 10.4016 | 146 | 1518.6336 | 0.4334
AR | hard coal | Summer Peak | 0.4334 | 0.4334 | 0.4334 | 0.4334 | 0.4334 | 0.4334 | 0.4334 | 0.4334 | 0.4334 | 0.4334 | 0.4334 | 0.4334 | 0.4334 | 0.4334 | 0.4334 | 0.4334 | 0.4334 | 0.4334 | 0.4334 | 0.4334 | 0.4334 | 0.4334 | 0.4334 | 0.4334 | 10.4016 | 20 | 208.032 | 0.4334
AR | hard coal | Winter Peak | 0.4334 | 0.4334 | 0.4334 | 0.4334 | 0.4334 | 0.4334 | 0.4334 | 0.4334 | 0.4334 | 0.4334 | 0.4334 | 0.4334 | 0.4334 | 0.4334 | 0.4334 | 0.4334 | 0.4334 | 0.4334 | 0.4334 | 0.4334 | 0.4334 | 0.4334 | 0.4334 | 0.4334 | 10.4016 | 16 | 166.4256 | 0.4334
AR | heavy or residual fuel oil | Winter | 0.089568 | 0.089568 | 0.089568 | 0.089568 | 0.091645 | 0.11483 | 0.12811 | 0.10686 | 0.096426 | 0.09698 | 0.097741 | 0.096426 | 0.096426 | 0.096426 | 0.098141 | 0.12289 | 0.19036 | 0.21574 | 0.2204 | 0.20238 | 0.15499 | 0.10573 | 0.092999 | 0.088738 | 2.8725 | 35 | 100.5376 | 0.2204
AR | heavy or residual fuel oil | Spring | 0 | 0 | 0 | 0 | 0 | 0 | 0 | 0 | 0 | 0 | 0 | 0 | 0 | 0 | 0 | 0 | 0.0021416 | 0.0042831 | 0.0042831 | 0 | 0 | 0 | 0 | 0 | 0.010708 | 92 | 0.98512 | 0.0042831
AR | heavy or residual fuel oil | Summer | 0.0003421 | 0.0003421 | 0.0003421 | 0.0003421 | 0.0003421 | 0.0003421 | 0.0003421 | 0.0003421 | 0.0003421 | 0.0003421 | 0.0018519 | 0.023003 | 0.053568 | 0.068677 | 0.079251 | 0.10796 | 0.12381 | 0.12851 | 0.12776 | 0.070942 | 0.015041 | 0.0006842 | 0.0006842 | 0.0006842 | 0.80585 | 56 | 45.1274 | 0.12851
AR | heavy or residual fuel oil | Fall | 0.0086171 | 0.0086171 | 0.0086171 | 0.0086171 | 0.0086171 | 0.01221 | 0.01221 | 0.0086171 | 0.0086171 | 0.0086171 | 0.0086171 | 0.0086171 | 0.0096937 | 0.017238 | 0.022625 | 0.022625 | 0.065356 | 0.07901 | 0.072546 | 0.047771 | 0.016875 | 0.014004 | 0.014004 | 0.014004 | 0.50635 | 146 | 73.9264 | 0.07901
AR | heavy or residual fuel oil | Summer Peak | 0 | 0 | 0 | 0 | 0 | 0 | 0 | 0 | 0 | 0 | 0 | 0.32862 | 0.32862 | 0.32862 | 0.32862 | 0.32862 | 0.32862 | 0.32862 | 0.32862 | 0.32862 | 0 | 0 | 0 | 0 | 2.9576 | 20 | 59.1515 | 0.32862
AR | heavy or residual fuel oil | Winter Peak | 0 | 0 | 0 | 0 | 0 | 0 | 0 | 0.22679 | 0.26294 | 0.26294 | 0.26294 | 0.26294 | 0.26294 | 0.26294 | 0.26294 | 0.26294 | 0.32862 | 0.32862 | 0.32862 | 0.32862 | 0.32862 | 0 | 0 | 0 | 3.9734 | 16 | 63.5751 | 0.32862
AR | hydro | Winter | 0.19652 | 0.19624 | 0.19796 | 0.19791 | 0.23503 | 0.31012 | 0.27185 | 0.23764 | 0.20972 | 0.20692 | 0.21056 | 0.20572 | 0.20114 | 0.20088 | 0.20854 | 0.23996 | 0.37803 | 0.48933 | 0.54223 | 0.48202 | 0.42157 | 0.24578 | 0.19845 | 0.19724 | 6.4814 | 35 | 226.8473 | 0.54223
AR | hydro | Spring | 0.21824 | 0.21649 | 0.21481 | 0.2154 | 0.22381 | 0.25023 | 0.25387 | 0.24581 | 0.22819 | 0.23898 | 0.25373 | 0.28158 | 0.33647 | 0.35487 | 0.40104 | 0.4202 | 0.52455 | 0.57223 | 0.54546 | 0.49037 | 0.3607 | 0.25778 | 0.22705 | 0.21894 | 7.5508 | 92 | 694.6737 | 0.57223
AR | hydro | Summer | 0.20296 | 0.20223 | 0.20179 | 0.20229 | 0.21428 | 0.23538 | 0.23828 | 0.22532 | 0.20883 | 0.20947 | 0.20936 | 0.22192 | 0.22885 | 0.22696 | 0.22178 | 0.25704 | 0.37047 | 0.49027 | 0.44321 | 0.35206 | 0.29055 | 0.22679 | 0.21892 | 0.2119 | 6.1109 | 56 | 342.21 | 0.49027
AR | hydro | Fall | 0.20536 | 0.20475 | 0.20471 | 0.20511 | 0.21273 | 0.23736 | 0.26347 | 0.22979 | 0.2167 | 0.21694 | 0.22132 | 0.22943 | 0.24081 | 0.24939 | 0.26345 | 0.33365 | 0.46934 | 0.55836 | 0.565 | 0.48195 | 0.34669 | 0.23891 | 0.21381 | 0.20986 | 6.8189 | 146 | 995.5575 | 0.565
AR | hydro | Summer Peak | 0.2465 | 0.243 | 0.243 | 0.2465 | 0.24824 | 0.24999 | 0.25174 | 0.25174 | 0.25174 | 0.25174 | 0.3151 | 0.34328 | 0.38508 | 0.44122 | 0.53114 | 0.5596 | 0.59164 | 0.5444 | 0.54226 | 0.46817 | 0.32747 | 0.25174 | 0.25174 | 0.25042 | 8.2875 | 20 | 165.7491 | 0.59164
AR | hydro | Winter Peak | 0.1831 | 0.18193 | 0.18324 | 0.18498 | 0.20546 | 0.26183 | 0.28488 | 0.22734 | 0.19085 | 0.20114 | 0.1957 | 0.1957 | 0.19314 | 0.19085 | 0.1893 | 0.19186 | 0.34166 | 0.42986 | 0.43059 | 0.43189 | 0.36095 | 0.25263 | 0.2001 | 0.18715 | 5.8961 | 16 | 94.3383 | 0.43189
AR | hydrogen combined cycle | Winter | 0.78552 | 0.78108 | 0.78684 | 0.80315 | 0.86621 | 0.93997 | 0.94478 | 0.91203 | 0.87221 | 0.86967 | 0.86355 | 0.84358 | 0.81951 | 0.80326 | 0.82166 | 0.89915 | 0.98126 | 0.99692 | 1 | 0.99564 | 0.98691 | 0.93877 | 0.87158 | 0.80758 | 21.1908 | 35 | 741.679 | 1
AR | hydrogen combined cycle | Spring | 0.12056 | 0.12056 | 0.12056 | 0.12056 | 0.12056 | 0.12169 | 0.12225 | 0.1231 | 0.1231 | 0.12564 | 0.1341 | 0.14853 | 0.15922 | 0.1683 | 0.17898 | 0.18549 | 0.20164 | 0.23556 | 0.24299 | 0.22207 | 0.18171 | 0.14478 | 0.12354 | 0.12056 | 3.6661 | 92 | 337.278 | 0.24299
AR | hydrogen combined cycle | Summer | 0.48514 | 0.48514 | 0.48514 | 0.48514 | 0.48604 | 0.48713 | 0.48693 | 0.4923 | 0.50553 | 0.57603 | 0.66532 | 0.77441 | 0.83251 | 0.86556 | 0.88239 | 0.89242 | 0.91078 | 0.91523 | 0.92055 | 0.89958 | 0.83303 | 0.6287 | 0.51085 | 0.49564 | 16.0015 | 56 | 896.0849 | 0.92055
AR | hydrogen combined cycle | Fall | 0.52757 | 0.52657 | 0.52829 | 0.53408 | 0.57604 | 0.66428 | 0.62846 | 0.59878 | 0.64077 | 0.68846 | 0.72739 | 0.77083 | 0.8037 | 0.8191 | 0.85175 | 0.92689 | 0.95549 | 0.96678 | 0.96251 | 0.9522 | 0.86656 | 0.75224 | 0.59489 | 0.55925 | 17.4229 | 146 | 2543.7399 | 0.96678
AR | hydrogen combined cycle | Summer Peak | 0.53838 | 0.53838 | 0.53838 | 0.53838 | 0.53838 | 0.53838 | 0.53838 | 0.53838 | 0.61624 | 0.9523 | 1 | 1 | 1 | 1 | 1 | 1 | 1 | 1 | 1 | 1 | 1 | 0.92902 | 0.6126 | 0.53472 | 18.9519 | 20 | 379.0381 | 1
AR | hydrogen combined cycle | Winter Peak | 0.93265 | 0.8931 | 0.8931 | 0.93265 | 1 | 1 | 1 | 1 | 1 | 0.93265 | 0.93265 | 0.93265 | 0.8931 | 0.69535 | 0.8931 | 1 | 1 | 1 | 1 | 1 | 1 | 1 | 1 | 0.90934 | 22.8403 | 16 | 365.4451 | 1
AR | hydrogen ct | Winter | 0.025145 | 0.025145 | 0.025145 | 0.025145 | 0.025145 | 0.025145 | 0.025145 | 0.025145 | 0.025145 | 0.025145 | 0.025145 | 0.025145 | 0.025145 | 0.025145 | 0.025145 | 0.037717 | 0.11272 | 0.20159 | 0.18483 | 0.16388 | 0.05029 | 0.037717 | 0.025145 | 0.025145 | 1.2162 | 35 | 42.567 | 0.20159
AR | hydrogen ct | Spring | 0.013928 | 0.013928 | 0.013928 | 0.013928 | 0.013928 | 0.013928 | 0.013928 | 0.013928 | 0.013928 | 0.018711 | 0.028277 | 0.04422 | 0.15812 | 0.26267 | 0.38917 | 0.52996 | 0.7157 | 0.73348 | 0.68502 | 0.26735 | 0.075685 | 0.031044 | 0.031044 | 0.031044 | 4.1268 | 92 | 379.67 | 0.73348
AR | hydrogen ct | Summer | 0.0078577 | 0.0078577 | 0.0078577 | 0.0078577 | 0.0078577 | 0.072301 | 0.070547 | 0.0078577 | 0 | 0 | 0 | 0 | 0 | 0 | 0 | 0 | 0.01878 | 0.028392 | 0.031876 | 0.031431 | 0.0078577 | 0.0026192 | 0.0026192 | 0.0026192 | 0.31619 | 56 | 17.7065 | 0.072301
AR | hydrogen ct | Fall | 0.035902 | 0.035902 | 0.035902 | 0.035902 | 0.035902 | 0.038916 | 0.04193 | 0.04193 | 0.038916 | 0.038916 | 0.04193 | 0.048962 | 0.08293 | 0.11369 | 0.12913 | 0.13215 | 0.26979 | 0.35108 | 0.31163 | 0.18031 | 0.048223 | 0.024111 | 0.024111 | 0.024111 | 2.1623 | 146 | 315.6936 | 0.35108
AR | hydrogen ct | Summer Peak | 0.034732 | 0.034732 | 0.034732 | 0.034732 | 0.034732 | 0.034732 | 0.034732 | 0.034732 | 0.034732 | 0.034732 | 0.034732 | 0.10074 | 0.35604 | 0.54748 | 0.74875 | 0.76342 | 0.81752 | 0.94282 | 0.82209 | 0.54983 | 0.10074 | 0.034732 | 0.034732 | 0.034732 | 6.2357 | 20 | 124.7135 | 0.94282
AR | hydrogen ct | Winter Peak | 0 | 0 | 0 | 0 | 0 | 0 | 0 | 0 | 0 | 0 | 0 | 0 | 0 | 0 | 0 | 0 | 0.027502 | 0.11001 | 0.11001 | 0.11001 | 0.055004 | 0.027502 | 0.027502 | 0.027502 | 0.49504 | 16 | 7.9206 | 0.11001
AR | lignite ccs | Winter | 0.8 | 0.8 | 0.8 | 0.8 | 0.8 | 0.8 | 0.8 | 0.8 | 0.8 | 0.8 | 0.8 | 0.8 | 0.8 | 0.8 | 0.8 | 0.8 | 0.8 | 0.8 | 0.8 | 0.8 | 0.8 | 0.8 | 0.8 | 0.8 | 19.2 | 35 | 672 | 0.8
AR | lignite ccs | Spring | 0.8 | 0.8 | 0.8 | 0.8 | 0.8 | 0.8 | 0.8 | 0.8 | 0.8 | 0.8 | 0.8 | 0.8 | 0.8 | 0.8 | 0.8 | 0.8 | 0.8 | 0.8 | 0.8 | 0.8 | 0.8 | 0.8 | 0.8 | 0.8 | 19.2 | 92 | 1766.4 | 0.8
AR | lignite ccs | Summer | 0.8 | 0.8 | 0.8 | 0.8 | 0.8 | 0.8 | 0.8 | 0.8 | 0.8 | 0.8 | 0.8 | 0.8 | 0.8 | 0.8 | 0.8 | 0.8 | 0.8 | 0.8 | 0.8 | 0.8 | 0.8 | 0.8 | 0.8 | 0.8 | 19.2 | 56 | 1075.2 | 0.8
AR | lignite ccs | Fall | 0.8 | 0.8 | 0.8 | 0.8 | 0.8 | 0.8 | 0.8 | 0.8 | 0.8 | 0.8 | 0.8 | 0.8 | 0.8 | 0.8 | 0.8 | 0.8 | 0.8 | 0.8 | 0.8 | 0.8 | 0.8 | 0.8 | 0.8 | 0.8 | 19.2 | 146 | 2803.2 | 0.8
AR | lignite ccs | Summer Peak | 0.8 | 0.8 | 0.8 | 0.8 | 0.8 | 0.8 | 0.8 | 0.8 | 0.8 | 0.8 | 0.8 | 0.8 | 0.8 | 0.8 | 0.8 | 0.8 | 0.8 | 0.8 | 0.8 | 0.8 | 0.8 | 0.8 | 0.8 | 0.8 | 19.2 | 20 | 384 | 0.8
AR | lignite ccs | Winter Peak | 0.8 | 0.8 | 0.8 | 0.8 | 0.8 | 0.8 | 0.8 | 0.8 | 0.8 | 0.8 | 0.8 | 0.8 | 0.8 | 0.8 | 0.8 | 0.8 | 0.8 | 0.8 | 0.8 | 0.8 | 0.8 | 0.8 | 0.8 | 0.8 | 19.2 | 16 | 307.2 | 0.8
AR | lignite | Winter | 0.638 | 0.638 | 0.638 | 0.638 | 0.638 | 0.638 | 0.638 | 0.638 | 0.638 | 0.638 | 0.638 | 0.638 | 0.638 | 0.638 | 0.638 | 0.638 | 0.638 | 0.638 | 0.638 | 0.638 | 0.638 | 0.638 | 0.638 | 0.638 | 15.312 | 35 | 535.92 | 0.638
AR | lignite | Spring | 0.638 | 0.638 | 0.638 | 0.638 | 0.638 | 0.638 | 0.638 | 0.638 | 0.638 | 0.638 | 0.638 | 0.638 | 0.638 | 0.638 | 0.638 | 0.638 | 0.638 | 0.638 | 0.638 | 0.638 | 0.638 | 0.638 | 0.638 | 0.638 | 15.312 | 92 | 1408.704 | 0.638
AR | lignite | Summer | 0.638 | 0.638 | 0.638 | 0.638 | 0.638 | 0.638 | 0.638 | 0.638 | 0.638 | 0.638 | 0.638 | 0.638 | 0.638 | 0.638 | 0.638 | 0.638 | 0.638 | 0.638 | 0.638 | 0.638 | 0.638 | 0.638 | 0.638 | 0.638 | 15.312 | 56 | 857.472 | 0.638
AR | lignite | Fall | 0.638 | 0.638 | 0.638 | 0.638 | 0.638 | 0.638 | 0.638 | 0.638 | 0.638 | 0.638 | 0.638 | 0.638 | 0.638 | 0.638 | 0.638 | 0.638 | 0.638 | 0.638 | 0.638 | 0.638 | 0.638 | 0.638 | 0.638 | 0.638 | 15.312 | 146 | 2235.552 | 0.638
AR | lignite | Summer Peak | 0.638 | 0.638 | 0.638 | 0.638 | 0.638 | 0.638 | 0.638 | 0.638 | 0.638 | 0.638 | 0.638 | 0.638 | 0.638 | 0.638 | 0.638 | 0.638 | 0.638 | 0.638 | 0.638 | 0.638 | 0.638 | 0.638 | 0.638 | 0.638 | 15.312 | 20 | 306.24 | 0.638
AR | lignite | Winter Peak | 0.638 | 0.638 | 0.638 | 0.638 | 0.638 | 0.638 | 0.638 | 0.638 | 0.638 | 0.638 | 0.638 | 0.638 | 0.638 | 0.638 | 0.638 | 0.638 | 0.638 | 0.638 | 0.638 | 0.638 | 0.638 | 0.638 | 0.638 | 0.638 | 15.312 | 16 | 244.992 | 0.638
AR | municipal solid waste | Winter | 0.71735 | 0.71735 | 0.71735 | 0.71975 | 0.72095 | 0.72455 | 0.73775 | 0.73775 | 0.73895 | 0.74135 | 0.74255 | 0.74255 | 0.74255 | 0.74255 | 0.74255 | 0.74255 | 0.74255 | 0.74255 | 0.74135 | 0.74135 | 0.73775 | 0.73535 | 0.72815 | 0.71855 | 17.6161 | 35 | 616.5628 | 0.74255
AR | municipal solid waste | Spring | 0.71105 | 0.71105 | 0.70955 | 0.70955 | 0.71255 | 0.71555 | 0.72755 | 0.73355 | 0.73805 | 0.74105 | 0.74105 | 0.74105 | 0.74105 | 0.74255 | 0.74255 | 0.74255 | 0.74255 | 0.74255 | 0.74255 | 0.74255 | 0.73505 | 0.73355 | 0.71555 | 0.71255 | 17.5273 | 92 | 1612.5098 | 0.74255
AR | municipal solid waste | Summer | 0.73304 | 0.73304 | 0.73304 | 0.73304 | 0.73304 | 0.73304 | 0.73779 | 0.74097 | 0.74097 | 0.74255 | 0.74255 | 0.74255 | 0.74255 | 0.74255 | 0.74255 | 0.74255 | 0.74255 | 0.74255 | 0.74255 | 0.74255 | 0.74255 | 0.74255 | 0.73779 | 0.73621 | 17.7451 | 56 | 993.7277 | 0.74255
AR | municipal solid waste | Fall | 0.71541 | 0.71541 | 0.71541 | 0.71541 | 0.71993 | 0.72898 | 0.73124 | 0.73124 | 0.74255 | 0.74255 | 0.74255 | 0.74255 | 0.74255 | 0.74255 | 0.74255 | 0.74255 | 0.74255 | 0.74255 | 0.74255 | 0.74255 | 0.73577 | 0.72898 | 0.71767 | 0.71767 | 17.5837 | 146 | 2567.2258 | 0.74255
AR | municipal solid waste | Summer Peak | 0.74255 | 0.74255 | 0.74255 | 0.74255 | 0.74255 | 0.74255 | 0.74255 | 0.74255 | 0.74255 | 0.74255 | 0.74255 | 0.74255 | 0.74255 | 0.74255 | 0.74255 | 0.74255 | 0.74255 | 0.74255 | 0.74255 | 0.74255 | 0.74255 | 0.74255 | 0.74255 | 0.74255 | 17.8213 | 20 | 356.4255 | 0.74255
AR | municipal solid waste | Winter Peak | 0.74255 | 0.74255 | 0.74255 | 0.74255 | 0.74255 | 0.74255 | 0.74255 | 0.74255 | 0.74255 | 0.74255 | 0.74255 | 0.74255 | 0.74255 | 0.74255 | 0.74255 | 0.74255 | 0.74255 | 0.74255 | 0.74255 | 0.74255 | 0.74255 | 0.74255 | 0.74255 | 0.74255 | 17.8213 | 16 | 285.1404 | 0.74255
AR | natural gas peaker | Winter | 0.025145 | 0.025145 | 0.025145 | 0.025145 | 0.025145 | 0.025145 | 0.025145 | 0.025145 | 0.025145 | 0.025145 | 0.025145 | 0.025145 | 0.025145 | 0.025145 | 0.025145 | 0.037717 | 0.11272 | 0.20159 | 0.18483 | 0.16388 | 0.05029 | 0.037717 | 0.025145 | 0.025145 | 1.2162 | 35 | 42.567 | 0.20159
AR | natural gas peaker | Spring | 0.013928 | 0.013928 | 0.013928 | 0.013928 | 0.013928 | 0.013928 | 0.013928 | 0.013928 | 0.013928 | 0.018711 | 0.028277 | 0.04422 | 0.15812 | 0.26267 | 0.38917 | 0.52996 | 0.7157 | 0.73348 | 0.68502 | 0.26735 | 0.075685 | 0.031044 | 0.031044 | 0.031044 | 4.1268 | 92 | 379.67 | 0.73348
AR | natural gas peaker | Summer | 0.0078577 | 0.0078577 | 0.0078577 | 0.0078577 | 0.0078577 | 0.072301 | 0.070547 | 0.0078577 | 0 | 0 | 0 | 0 | 0 | 0 | 0 | 0 | 0.01878 | 0.028392 | 0.031876 | 0.031431 | 0.0078577 | 0.0026192 | 0.0026192 | 0.0026192 | 0.31619 | 56 | 17.7065 | 0.072301
AR | natural gas peaker | Fall | 0.035902 | 0.035902 | 0.035902 | 0.035902 | 0.035902 | 0.038916 | 0.04193 | 0.04193 | 0.038916 | 0.038916 | 0.04193 | 0.048962 | 0.08293 | 0.11369 | 0.12913 | 0.13215 | 0.26979 | 0.35108 | 0.31163 | 0.18031 | 0.048223 | 0.024111 | 0.024111 | 0.024111 | 2.1623 | 146 | 315.6936 | 0.35108
AR | natural gas peaker | Summer Peak | 0.034732 | 0.034732 | 0.034732 | 0.034732 | 0.034732 | 0.034732 | 0.034732 | 0.034732 | 0.034732 | 0.034732 | 0.034732 | 0.10074 | 0.35604 | 0.54748 | 0.74875 | 0.76342 | 0.81752 | 0.94282 | 0.82209 | 0.54983 | 0.10074 | 0.034732 | 0.034732 | 0.034732 | 6.2357 | 20 | 124.7135 | 0.94282
AR | natural gas peaker | Winter Peak | 0 | 0 | 0 | 0 | 0 | 0 | 0 | 0 | 0 | 0 | 0 | 0 | 0 | 0 | 0 | 0 | 0.027502 | 0.11001 | 0.11001 | 0.11001 | 0.055004 | 0.027502 | 0.027502 | 0.027502 | 0.49504 | 16 | 7.9206 | 0.11001
AR | nuclear | Winter | 0.94288 | 0.94288 | 0.94288 | 0.94288 | 0.94288 | 0.94288 | 0.94288 | 0.94288 | 0.94288 | 0.94288 | 0.94288 | 0.94288 | 0.94288 | 0.94288 | 0.94288 | 0.94288 | 0.94288 | 0.94288 | 0.94288 | 0.94288 | 0.94288 | 0.94288 | 0.94288 | 0.94288 | 22.6291 | 35 | 792.02 | 0.94288
AR | nuclear | Spring | 0.94288 | 0.94288 | 0.94288 | 0.94288 | 0.94288 | 0.93673 | 0.93673 | 0.94288 | 0.94288 | 0.94288 | 0.94288 | 0.94288 | 0.94288 | 0.94288 | 0.94288 | 0.94288 | 0.94288 | 0.94288 | 0.94288 | 0.94288 | 0.94288 | 0.94288 | 0.94288 | 0.94288 | 22.6168 | 92 | 2080.7495 | 0.94288
AR | nuclear | Summer | 0.94288 | 0.94288 | 0.94288 | 0.94288 | 0.94288 | 0.93783 | 0.93783 | 0.94288 | 0.94288 | 0.94288 | 0.94288 | 0.94288 | 0.94288 | 0.94288 | 0.94288 | 0.94288 | 0.94288 | 0.94288 | 0.94288 | 0.94288 | 0.94288 | 0.94288 | 0.94288 | 0.94288 | 22.619 | 56 | 1266.6662 | 0.94288
AR | nuclear | Fall | 0.94288 | 0.94288 | 0.94288 | 0.94288 | 0.94288 | 0.93901 | 0.94153 | 0.94288 | 0.94288 | 0.94288 | 0.94288 | 0.94288 | 0.94288 | 0.94288 | 0.94288 | 0.94288 | 0.94288 | 0.94288 | 0.94288 | 0.94288 | 0.94288 | 0.94288 | 0.94288 | 0.94288 | 22.6239 | 146 | 3303.0912 | 0.94288
AR | nuclear | Summer Peak | 0.94288 | 0.94288 | 0.94288 | 0.94288 | 0.94288 | 0.94288 | 0.94288 | 0.94288 | 0.94288 | 0.94288 | 0.94288 | 0.94288 | 0.94288 | 0.94288 | 0.94288 | 0.94288 | 0.94288 | 0.94288 | 0.94288 | 0.94288 | 0.94288 | 0.94288 | 0.94288 | 0.94288 | 22.6291 | 20 | 452.5828 | 0.94288
AR | nuclear | Winter Peak | 0.94288 | 0.94288 | 0.94288 | 0.94288 | 0.94288 | 0.94288 | 0.94288 | 0.94288 | 0.94288 | 0.94288 | 0.94288 | 0.94288 | 0.94288 | 0.94288 | 0.94288 | 0.94288 | 0.94288 | 0.94288 | 0.94288 | 0.94288 | 0.94288 | 0.94288 | 0.94288 | 0.94288 | 22.6291 | 16 | 362.0663 | 0.94288
AR | offshore wind | Winter | 0.45259 | 0.44787 | 0.44518 | 0.44451 | 0.44621 | 0.45284 | 0.46215 | 0.46907 | 0.4713 | 0.45611 | 0.43615 | 0.41896 | 0.40836 | 0.40754 | 0.4106 | 0.41938 | 0.43913 | 0.46315 | 0.47549 | 0.48484 | 0.48638 | 0.48629 | 0.48228 | 0.46965 | 10.836 | 35 | 379.2609 | 0.48638
AR | offshore wind | Spring | 0.44472 | 0.43504 | 0.43018 | 0.42314 | 0.4119 | 0.39669 | 0.38665 | 0.37127 | 0.3456 | 0.32681 | 0.31325 | 0.30347 | 0.30782 | 0.31905 | 0.3249 | 0.33608 | 0.35787 | 0.38535 | 0.40885 | 0.43556 | 0.4543 | 0.45487 | 0.45932 | 0.45564 | 9.2883 | 92 | 854.5238 | 0.45932
AR | offshore wind | Summer | 0.29294 | 0.29228 | 0.29721 | 0.29507 | 0.28807 | 0.27641 | 0.25791 | 0.2353 | 0.21544 | 0.1965 | 0.18725 | 0.18314 | 0.17696 | 0.17767 | 0.18544 | 0.19929 | 0.2208 | 0.23437 | 0.24817 | 0.27274 | 0.26891 | 0.26437 | 0.26749 | 0.27652 | 5.8102 | 56 | 325.3732 | 0.29721
AR | offshore wind | Fall | 0.39945 | 0.40031 | 0.39867 | 0.39313 | 0.39477 | 0.39571 | 0.40203 | 0.40656 | 0.40312 | 0.39165 | 0.37299 | 0.36042 | 0.35176 | 0.34653 | 0.3498 | 0.3612 | 0.374 | 0.39329 | 0.40898 | 0.43052 | 0.45652 | 0.45589 | 0.44863 | 0.43021 | 9.5262 | 146 | 1390.8181 | 0.45652
AR | offshore wind | Summer Peak | 0.21619 | 0.27333 | 0.27524 | 0.22 | 0.18762 | 0.19048 | 0.19429 | 0.20095 | 0.18476 | 0.1619 | 0.19143 | 0.25714 | 0.22286 | 0.17048 | 0.13714 | 0.12762 | 0.13143 | 0.13714 | 0.13333 | 0.13524 | 0.15524 | 0.22286 | 0.26571 | 0.2619 | 4.6543 | 20 | 93.0857 | 0.27524
AR | offshore wind | Winter Peak | 0.74952 | 0.76857 | 0.79143 | 0.77333 | 0.74667 | 0.66571 | 0.6381 | 0.61333 | 0.59238 | 0.56952 | 0.54095 | 0.51238 | 0.48762 | 0.47619 | 0.46952 | 0.47143 | 0.49619 | 0.48952 | 0.43619 | 0.38952 | 0.3381 | 0.29714 | 0.28571 | 0.29143 | 12.8905 | 16 | 206.2476 | 0.79143
AR | onshore wind | Winter | 0.43727 | 0.43919 | 0.44365 | 0.44351 | 0.44291 | 0.44237 | 0.44124 | 0.43889 | 0.43474 | 0.42859 | 0.41697 | 0.41113 | 0.41538 | 0.42403 | 0.43214 | 0.43857 | 0.44034 | 0.43691 | 0.44172 | 0.44508 | 0.44606 | 0.44643 | 0.44657 | 0.44642 | 10.4801 | 35 | 366.8036 | 0.44657
AR | onshore wind | Spring | 0.34836 | 0.34526 | 0.34435 | 0.34286 | 0.34244 | 0.3396 | 0.33768 | 0.33542 | 0.31825 | 0.30604 | 0.3111 | 0.32586 | 0.34096 | 0.35055 | 0.35926 | 0.36674 | 0.36664 | 0.36749 | 0.36725 | 0.35888 | 0.3504 | 0.34702 | 0.34487 | 0.34308 | 8.2603 | 92 | 759.952 | 0.36749
AR | onshore wind | Summer | 0.27128 | 0.26362 | 0.25744 | 0.25104 | 0.24198 | 0.23446 | 0.22926 | 0.21022 | 0.16909 | 0.15795 | 0.16015 | 0.16182 | 0.16614 | 0.1784 | 0.20054 | 0.22532 | 0.23643 | 0.23782 | 0.24794 | 0.25542 | 0.26357 | 0.27683 | 0.27968 | 0.2777 | 5.4541 | 56 | 305.4287 | 0.27968
AR | onshore wind | Fall | 0.29964 | 0.29512 | 0.29545 | 0.29628 | 0.29644 | 0.29671 | 0.29783 | 0.29698 | 0.28841 | 0.26031 | 0.24175 | 0.24317 | 0.25172 | 0.26509 | 0.27659 | 0.28601 | 0.29202 | 0.29446 | 0.2904 | 0.28992 | 0.29285 | 0.29478 | 0.29626 | 0.29927 | 6.8375 | 146 | 998.2698 | 0.29964
AR | onshore wind | Summer Peak | 0.24167 | 0.24381 | 0.2712 | 0.27229 | 0.28354 | 0.30399 | 0.32451 | 0.31876 | 0.25361 | 0.24848 | 0.259 | 0.26319 | 0.27791 | 0.28551 | 0.30157 | 0.31833 | 0.31217 | 0.319 | 0.29768 | 0.30018 | 0.29668 | 0.28959 | 0.27554 | 0.26174 | 6.82 | 20 | 136.3991 | 0.32451
AR | onshore wind | Winter Peak | 0.36661 | 0.3594 | 0.35051 | 0.34799 | 0.34993 | 0.34851 | 0.34464 | 0.34177 | 0.33497 | 0.33053 | 0.31526 | 0.30486 | 0.30036 | 0.30013 | 0.29905 | 0.29906 | 0.30327 | 0.31055 | 0.32501 | 0.33215 | 0.32675 | 0.32498 | 0.32656 | 0.3303 | 7.8732 | 16 | 125.9708 | 0.36661
AR | petroleum | Winter | 0.025145 | 0.025145 | 0.025145 | 0.025145 | 0.025145 | 0.025145 | 0.025145 | 0.025145 | 0.025145 | 0.025145 | 0.025145 | 0.025145 | 0.025145 | 0.025145 | 0.025145 | 0.037717 | 0.11272 | 0.20159 | 0.18483 | 0.16388 | 0.05029 | 0.037717 | 0.025145 | 0.025145 | 1.2162 | 35 | 42.567 | 0.20159
AR | petroleum | Spring | 0.013928 | 0.013928 | 0.013928 | 0.013928 | 0.013928 | 0.013928 | 0.013928 | 0.013928 | 0.013928 | 0.018711 | 0.028277 | 0.04422 | 0.15812 | 0.26267 | 0.38917 | 0.52996 | 0.7157 | 0.73348 | 0.68502 | 0.26735 | 0.075685 | 0.031044 | 0.031044 | 0.031044 | 4.1268 | 92 | 379.67 | 0.73348
AR | petroleum | Summer | 0.0078577 | 0.0078577 | 0.0078577 | 0.0078577 | 0.0078577 | 0.072301 | 0.070547 | 0.0078577 | 0 | 0 | 0 | 0 | 0 | 0 | 0 | 0 | 0.01878 | 0.028392 | 0.031876 | 0.031431 | 0.0078577 | 0.0026192 | 0.0026192 | 0.0026192 | 0.31619 | 56 | 17.7065 | 0.072301
AR | petroleum | Fall | 0.035902 | 0.035902 | 0.035902 | 0.035902 | 0.035902 | 0.038916 | 0.04193 | 0.04193 | 0.038916 | 0.038916 | 0.04193 | 0.048962 | 0.08293 | 0.11369 | 0.12913 | 0.13215 | 0.26979 | 0.35108 | 0.31163 | 0.18031 | 0.048223 | 0.024111 | 0.024111 | 0.024111 | 2.1623 | 146 | 315.6936 | 0.35108
AR | petroleum | Summer Peak | 0.034732 | 0.034732 | 0.034732 | 0.034732 | 0.034732 | 0.034732 | 0.034732 | 0.034732 | 0.034732 | 0.034732 | 0.034732 | 0.10074 | 0.35604 | 0.54748 | 0.74875 | 0.76342 | 0.81752 | 0.94282 | 0.82209 | 0.54983 | 0.10074 | 0.034732 | 0.034732 | 0.034732 | 6.2357 | 20 | 124.7135 | 0.94282
AR | petroleum | Winter Peak | 0 | 0 | 0 | 0 | 0 | 0 | 0 | 0 | 0 | 0 | 0 | 0 | 0 | 0 | 0 | 0 | 0.027502 | 0.11001 | 0.11001 | 0.11001 | 0.055004 | 0.027502 | 0.027502 | 0.027502 | 0.49504 | 16 | 7.9206 | 0.11001
AR | pumped hydro | Winter | 0 | 0 | 0 | 0 | 0 | 0.062952 | 0.023619 | 0 | 0 | 0 | 0 | 0 | 0 | 0 | 0.0026667 | 0.023619 | 0.12076 | 0.14695 | 0.22048 | 0.16552 | 0.023619 | 0 | 0 | 0 | 0.79019 | 35 | 27.6567 | 0.22048
AR | pumped hydro | Spring | 0 | 0 | 0 | 0 | 0 | 0.012754 | 0.017971 | 0 | 0 | 0 | 0.021341 | 0.051196 | 0.14583 | 0.20938 | 0.29246 | 0.30638 | 0.41098 | 0.42594 | 0.5717 | 0.43326 | 0.15525 | 0.003587 | 0 | 0 | 3.058 | 92 | 281.34 | 0.5717
AR | pumped hydro | Summer | 0 | 0 | 0 | 0 | 0 | 0 | 0 | 0 | 0 | 0 | 0 | 0.014762 | 0.017679 | 0.029524 | 0.029524 | 0.088571 | 0.15929 | 0.25786 | 0.22423 | 0.17923 | 0.035417 | 0.014762 | 0.014762 | 0 | 1.0656 | 56 | 59.6733 | 0.25786
AR | pumped hydro | Fall | 0 | 0 | 0 | 0 | 0 | 0.0076712 | 0.0039041 | 0 | 0 | 0 | 0.0020548 | 0.010639 | 0.037192 | 0.077854 | 0.10767 | 0.15297 | 0.22176 | 0.29413 | 0.37212 | 0.28598 | 0.073836 | 0.0056621 | 0 | 0 | 1.6534 | 146 | 241.4033 | 0.37212
AR | pumped hydro | Summer Peak | 0 | 0 | 0 | 0 | 0 | 0 | 0 | 0 | 0 | 0 | 0.041333 | 0.124 | 0.32867 | 0.465 | 0.558 | 0.68167 | 0.68467 | 0.57717 | 0.73783 | 0.52667 | 0.20217 | 0 | 0 | 0 | 4.9272 | 20 | 98.5433 | 0.73783
AR | pumped hydro | Winter Peak | 0 | 0 | 0 | 0 | 0 | 0.10333 | 0.051667 | 0.051667 | 0 | 0 | 0 | 0 | 0 | 0 | 0 | 0 | 0.041667 | 0.016458 | 0.051667 | 0 | 0.00875 | 0 | 0 | 0 | 0.32521 | 16 | 5.2033 | 0.10333
AR | smr | Winter | 0.85128 | 0.85128 | 0.85128 | 0.85128 | 0.85128 | 0.85128 | 0.85128 | 0.85128 | 0.85128 | 0.85128 | 0.85128 | 0.85128 | 0.85128 | 0.85128 | 0.85128 | 0.85128 | 0.85128 | 0.85128 | 0.85128 | 0.85128 | 0.85128 | 0.85128 | 0.85128 | 0.85128 | 20.4307 | 35 | 715.0732 | 0.85128
AR | smr | Spring | 0.85128 | 0.85128 | 0.85128 | 0.85128 | 0.85128 | 0.85128 | 0.85128 | 0.85128 | 0.85128 | 0.85128 | 0.85128 | 0.85128 | 0.85128 | 0.85128 | 0.85128 | 0.85128 | 0.85128 | 0.85128 | 0.85128 | 0.85128 | 0.85128 | 0.85128 | 0.85128 | 0.85128 | 20.4307 | 92 | 1879.6211 | 0.85128
AR | smr | Summer | 0.85128 | 0.85128 | 0.85128 | 0.85128 | 0.85128 | 0.85128 | 0.85128 | 0.85128 | 0.85128 | 0.85128 | 0.85128 | 0.85128 | 0.85128 | 0.85128 | 0.85128 | 0.85128 | 0.85128 | 0.85128 | 0.85128 | 0.85128 | 0.85128 | 0.85128 | 0.85128 | 0.85128 | 20.4307 | 56 | 1144.1172 | 0.85128
AR | smr | Fall | 0.85128 | 0.85128 | 0.85128 | 0.85128 | 0.85128 | 0.85128 | 0.85128 | 0.85128 | 0.85128 | 0.85128 | 0.85128 | 0.85128 | 0.85128 | 0.85128 | 0.85128 | 0.85128 | 0.85128 | 0.85128 | 0.85128 | 0.85128 | 0.85128 | 0.85128 | 0.85128 | 0.85128 | 20.4307 | 146 | 2982.8769 | 0.85128
AR | smr | Summer Peak | 0.85128 | 0.85128 | 0.85128 | 0.85128 | 0.85128 | 0.85128 | 0.85128 | 0.85128 | 0.85128 | 0.85128 | 0.85128 | 0.85128 | 0.85128 | 0.85128 | 0.85128 | 0.85128 | 0.85128 | 0.85128 | 0.85128 | 0.85128 | 0.85128 | 0.85128 | 0.85128 | 0.85128 | 20.4307 | 20 | 408.6133 | 0.85128
AR | smr | Winter Peak | 0.85128 | 0.85128 | 0.85128 | 0.85128 | 0.85128 | 0.85128 | 0.85128 | 0.85128 | 0.85128 | 0.85128 | 0.85128 | 0.85128 | 0.85128 | 0.85128 | 0.85128 | 0.85128 | 0.85128 | 0.85128 | 0.85128 | 0.85128 | 0.85128 | 0.85128 | 0.85128 | 0.85128 | 20.4307 | 16 | 326.8906 | 0.85128
AR | solar pv dist | Winter | 0 | 0 | 0 | 0 | 0 | 0 | 0.065432 | 0.21494 | 0.31565 | 0.34082 | 0.33322 | 0.33269 | 0.35375 | 0.45696 | 0.42355 | 0.31695 | 0.11074 | 0.023524 | 0 | 0 | 0 | 0 | 0 | 0 | 3.2882 | 35 | 115.088 | 0.45696
AR | solar pv dist | Spring | 0 | 0 | 0 | 0 | 0.00071423 | 0.0059675 | 0.23308 | 0.32504 | 0.38861 | 0.39839 | 0.40446 | 0.40915 | 0.40537 | 0.52279 | 0.49632 | 0.42565 | 0.28128 | 0.15952 | 0.010994 | 0 | 0 | 0 | 0 | 0 | 4.4673 | 92 | 410.9935 | 0.52279
AR | solar pv dist | Summer | 0 | 0 | 0 | 0 | 0.00027571 | 0.0032316 | 0.17027 | 0.32888 | 0.39406 | 0.40821 | 0.40624 | 0.41261 | 0.4109 | 0.54195 | 0.49303 | 0.36846 | 0.19122 | 0.079879 | 0.0014427 | 0 | 0 | 0 | 0 | 0 | 4.2107 | 56 | 235.7975 | 0.54195
AR | solar pv dist | Fall | 0 | 0 | 0 | 0 | 0.00023118 | 0.0037677 | 0.17604 | 0.32437 | 0.39728 | 0.41588 | 0.41401 | 0.4168 | 0.42216 | 0.56278 | 0.53729 | 0.40735 | 0.20963 | 0.091697 | 0.0029217 | 0 | 0 | 0 | 0 | 0 | 4.3822 | 146 | 639.8018 | 0.56278
AR | solar pv dist | Summer Peak | 0 | 0 | 0 | 0 | 0.00032316 | 0.0065709 | 0.28732 | 0.38355 | 0.41869 | 0.43158 | 0.45492 | 0.43043 | 0.43406 | 0.53018 | 0.5067 | 0.43718 | 0.33411 | 0.17065 | 0.011113 | 0 | 0 | 0 | 0 | 0 | 4.8374 | 20 | 96.7476 | 0.53018
AR | solar pv dist | Winter Peak | 0 | 0 | 0 | 0 | 0 | 0 | 0.0051391 | 0.11544 | 0.23611 | 0.29381 | 0.32724 | 0.30312 | 0.28317 | 0.39921 | 0.36688 | 0.23831 | 0.036221 | 0 | 0 | 0 | 0 | 0 | 0 | 0 | 2.6046 | 16 | 41.6743 | 0.39921
AR | solar pv | Winter | 0 | 0 | 0 | 0 | 0 | 0.00026083 | 0.043511 | 0.204 | 0.32614 | 0.35058 | 0.35506 | 0.35798 | 0.36253 | 0.36092 | 0.35116 | 0.28734 | 0.11328 | 0.0026149 | 0 | 0 | 0 | 0 | 0 | 0 | 3.1154 | 35 | 109.0383 | 0.36253
AR | solar pv | Spring | 0 | 0 | 0 | 0 | 0.00026969 | 0.073344 | 0.23562 | 0.36122 | 0.43915 | 0.46069 | 0.46398 | 0.46417 | 0.46628 | 0.46181 | 0.44671 | 0.39541 | 0.27874 | 0.12037 | 0.0044322 | 0 | 0 | 0 | 0 | 0 | 4.6722 | 92 | 429.842 | 0.46628
AR | solar pv | Summer | 0 | 0 | 0 | 0 | 8.7778e-05 | 0.030137 | 0.14799 | 0.34223 | 0.43615 | 0.45742 | 0.46016 | 0.45756 | 0.46141 | 0.45857 | 0.44055 | 0.35621 | 0.19131 | 0.050995 | 0.00035529 | 0 | 0 | 0 | 0 | 0 | 4.2911 | 56 | 240.3029 | 0.46141
AR | solar pv | Fall | 0 | 0 | 0 | 0 | 9.7798e-05 | 0.035286 | 0.15997 | 0.33435 | 0.42835 | 0.45399 | 0.46067 | 0.46287 | 0.47073 | 0.47327 | 0.46177 | 0.38443 | 0.21554 | 0.066201 | 0.001196 | 0 | 0 | 0 | 0 | 0 | 4.4087 | 146 | 643.6748 | 0.47327
AR | solar pv | Summer Peak | 0 | 0 | 0 | 0 | 0.00011704 | 0.07515 | 0.29133 | 0.42787 | 0.49248 | 0.51528 | 0.5167 | 0.51151 | 0.50876 | 0.49734 | 0.47612 | 0.43511 | 0.34553 | 0.14942 | 0.0039208 | 0 | 0 | 0 | 0 | 0 | 5.2466 | 20 | 104.9326 | 0.5167
AR | solar pv | Winter Peak | 0 | 0 | 0 | 0 | 0 | 0 | 4.3889e-05 | 0.10029 | 0.24458 | 0.28475 | 0.29685 | 0.29548 | 0.29736 | 0.30079 | 0.28976 | 0.20988 | 0.031571 | 0 | 0 | 0 | 0 | 0 | 0 | 0 | 2.3513 | 16 | 37.6214 | 0.30079
AR | solar thermal | Winter | 0 | 0 | 0 | 0 | 0 | 0 | 0 | 0 | 0 | 0.08597 | 0.37963 | 0.49887 | 0.49723 | 0.48344 | 0.47116 | 0.48279 | 0.49202 | 0.44649 | 0.21282 | 0.015243 | 0 | 0 | 0 | 0 | 4.0657 | 35 | 142.2983 | 0.49887
AR | solar thermal | Spring | 0 | 0 | 0 | 0 | 0 | 0 | 0 | 0.0076376 | 0.18687 | 0.48014 | 0.63047 | 0.67382 | 0.67706 | 0.67418 | 0.66674 | 0.6665 | 0.66683 | 0.64842 | 0.56803 | 0.30656 | 0.039289 | 0 | 0 | 0 | 6.8926 | 92 | 634.1158 | 0.67706
AR | solar thermal | Summer | 0 | 0 | 0 | 0 | 0 | 0 | 0 | 0.024165 | 0.27576 | 0.51489 | 0.59949 | 0.63012 | 0.63917 | 0.63842 | 0.63267 | 0.62353 | 0.61338 | 0.59439 | 0.54207 | 0.40006 | 0.11962 | 2.6056e-06 | 0 | 0 | 6.8477 | 56 | 383.4725 | 0.63917
AR | solar thermal | Fall | 0 | 0 | 0 | 0 | 0 | 0 | 0 | 0 | 0.054994 | 0.36422 | 0.55217 | 0.58569 | 0.57826 | 0.56812 | 0.56341 | 0.56827 | 0.56955 | 0.52878 | 0.35579 | 0.077412 | 3.2207e-05 | 0 | 0 | 0 | 5.3667 | 146 | 783.5374 | 0.58569
AR | solar thermal | Summer Peak | 0 | 0 | 0 | 0 | 0 | 0 | 0 | 0.027732 | 0.38084 | 0.62249 | 0.69231 | 0.71807 | 0.7248 | 0.72465 | 0.72329 | 0.72571 | 0.72389 | 0.71218 | 0.67311 | 0.55977 | 0.22117 | 0 | 0 | 0 | 8.23 | 20 | 164.6003 | 0.72571
AR | solar thermal | Winter Peak | 0 | 0 | 0 | 0 | 0 | 0 | 0 | 0 | 0 | 0.0026447 | 0.27588 | 0.35613 | 0.39021 | 0.41121 | 0.42512 | 0.48557 | 0.52766 | 0.49305 | 0.19344 | 0 | 0 | 0 | 0 | 0 | 3.5609 | 16 | 56.9745 | 0.52766
AR | natural gas steam turbine | Winter | 0.14513 | 0.14513 | 0.14513 | 0.14513 | 0.14849 | 0.18606 | 0.20758 | 0.17315 | 0.15624 | 0.15714 | 0.15837 | 0.15624 | 0.15624 | 0.15624 | 0.15902 | 0.19912 | 0.30844 | 0.34957 | 0.35712 | 0.32791 | 0.25113 | 0.17131 | 0.15069 | 0.14378 | 4.6544 | 35 | 162.9028 | 0.35712
AR | natural gas steam turbine | Spring | 0 | 0 | 0 | 0 | 0 | 0 | 0 | 0 | 0 | 0 | 0 | 0 | 0 | 0 | 0 | 0 | 0.00347 | 0.00694 | 0.00694 | 0 | 0 | 0 | 0 | 0 | 0.01735 | 92 | 1.5962 | 0.00694
AR | natural gas steam turbine | Summer | 0.00055431 | 0.00055431 | 0.00055431 | 0.00055431 | 0.00055431 | 0.00055431 | 0.00055431 | 0.00055431 | 0.00055431 | 0.00055431 | 0.0030006 | 0.037272 | 0.086798 | 0.11128 | 0.12841 | 0.17492 | 0.20062 | 0.20823 | 0.20701 | 0.11495 | 0.024371 | 0.0011086 | 0.0011086 | 0.0011086 | 1.3057 | 56 | 73.1207 | 0.20823
AR | natural gas steam turbine | Fall | 0.013962 | 0.013962 | 0.013962 | 0.013962 | 0.013962 | 0.019784 | 0.019784 | 0.013962 | 0.013962 | 0.013962 | 0.013962 | 0.013962 | 0.015707 | 0.027931 | 0.03666 | 0.03666 | 0.1059 | 0.12802 | 0.11755 | 0.077404 | 0.027343 | 0.022691 | 0.022691 | 0.022691 | 0.82044 | 146 | 119.7842 | 0.12802
AR | natural gas steam turbine | Summer Peak | 0 | 0 | 0 | 0 | 0 | 0 | 0 | 0 | 0 | 0 | 0 | 0.53247 | 0.53247 | 0.53247 | 0.53247 | 0.53247 | 0.53247 | 0.53247 | 0.53247 | 0.53247 | 0 | 0 | 0 | 0 | 4.7922 | 20 | 95.8443 | 0.53247
AR | natural gas steam turbine | Winter Peak | 0 | 0 | 0 | 0 | 0 | 0 | 0 | 0.36747 | 0.42605 | 0.42605 | 0.42605 | 0.42605 | 0.42605 | 0.42605 | 0.42605 | 0.42605 | 0.53247 | 0.53247 | 0.53247 | 0.53247 | 0.53247 | 0 | 0 | 0 | 6.4382 | 16 | 103.0119 | 0.53247
AZ | biomass ccs | Winter | 0.8 | 0.8 | 0.8 | 0.8 | 0.8 | 0.8 | 0.8 | 0.8 | 0.8 | 0.8 | 0.8 | 0.8 | 0.8 | 0.8 | 0.8 | 0.8 | 0.8 | 0.8 | 0.8 | 0.8 | 0.8 | 0.8 | 0.8 | 0.8 | 19.2 | 118 | 2265.6 | 0.8
AZ | biomass ccs | Spring | 0.8 | 0.8 | 0.8 | 0.8 | 0.8 | 0.8 | 0.8 | 0.8 | 0.8 | 0.8 | 0.8 | 0.8 | 0.8 | 0.8 | 0.8 | 0.8 | 0.8 | 0.8 | 0.8 | 0.8 | 0.8 | 0.8 | 0.8 | 0.8 | 19.2 | 84 | 1612.8 | 0.8
AZ | biomass ccs | Summer | 0.8 | 0.8 | 0.8 | 0.8 | 0.8 | 0.8 | 0.8 | 0.8 | 0.8 | 0.8 | 0.8 | 0.8 | 0.8 | 0.8 | 0.8 | 0.8 | 0.8 | 0.8 | 0.8 | 0.8 | 0.8 | 0.8 | 0.8 | 0.8 | 19.2 | 30 | 576 | 0.8
AZ | biomass ccs | Fall | 0.8 | 0.8 | 0.8 | 0.8 | 0.8 | 0.8 | 0.8 | 0.8 | 0.8 | 0.8 | 0.8 | 0.8 | 0.8 | 0.8 | 0.8 | 0.8 | 0.8 | 0.8 | 0.8 | 0.8 | 0.8 | 0.8 | 0.8 | 0.8 | 19.2 | 83 | 1593.6 | 0.8
AZ | biomass ccs | Summer Peak | 0.8 | 0.8 | 0.8 | 0.8 | 0.8 | 0.8 | 0.8 | 0.8 | 0.8 | 0.8 | 0.8 | 0.8 | 0.8 | 0.8 | 0.8 | 0.8 | 0.8 | 0.8 | 0.8 | 0.8 | 0.8 | 0.8 | 0.8 | 0.8 | 19.2 | 18 | 345.6 | 0.8
AZ | biomass ccs | Winter Peak | 0.8 | 0.8 | 0.8 | 0.8 | 0.8 | 0.8 | 0.8 | 0.8 | 0.8 | 0.8 | 0.8 | 0.8 | 0.8 | 0.8 | 0.8 | 0.8 | 0.8 | 0.8 | 0.8 | 0.8 | 0.8 | 0.8 | 0.8 | 0.8 | 19.2 | 32 | 614.4 | 0.8
AZ | biomass | Winter | 0.83792 | 0.83792 | 0.83792 | 0.83792 | 0.83792 | 0.83792 | 0.83792 | 0.82227 | 0.81398 | 0.81121 | 0.81121 | 0.81121 | 0.81121 | 0.81121 | 0.81582 | 0.81858 | 0.82963 | 0.83792 | 0.83792 | 0.83792 | 0.83792 | 0.83792 | 0.83792 | 0.83792 | 19.8873 | 118 | 2346.6979 | 0.83792
AZ | biomass | Spring | 0.83792 | 0.83792 | 0.83792 | 0.83792 | 0.83792 | 0.83792 | 0.83792 | 0.83792 | 0.83792 | 0.83792 | 0.83792 | 0.83792 | 0.83792 | 0.83792 | 0.83792 | 0.83792 | 0.83792 | 0.83792 | 0.83792 | 0.83792 | 0.83792 | 0.83792 | 0.83792 | 0.83792 | 20.1102 | 84 | 1689.2539 | 0.83792
AZ | biomass | Summer | 0.83792 | 0.83792 | 0.83792 | 0.83792 | 0.83792 | 0.83792 | 0.83792 | 0.83792 | 0.83792 | 0.83792 | 0.83792 | 0.83792 | 0.83792 | 0.83792 | 0.83792 | 0.83792 | 0.83792 | 0.83792 | 0.83792 | 0.83792 | 0.83792 | 0.83792 | 0.83792 | 0.83792 | 20.1102 | 30 | 603.305 | 0.83792
AZ | biomass | Fall | 0.83792 | 0.83792 | 0.83792 | 0.83792 | 0.83792 | 0.83792 | 0.8353 | 0.834 | 0.834 | 0.834 | 0.834 | 0.834 | 0.834 | 0.8353 | 0.8353 | 0.83661 | 0.83792 | 0.83792 | 0.83792 | 0.83792 | 0.83792 | 0.83792 | 0.83792 | 0.83792 | 20.0774 | 83 | 1666.4266 | 0.83792
AZ | biomass | Summer Peak | 0.83792 | 0.83792 | 0.83792 | 0.83792 | 0.83792 | 0.83792 | 0.83792 | 0.83792 | 0.83792 | 0.83792 | 0.83792 | 0.83792 | 0.83792 | 0.83792 | 0.83792 | 0.83792 | 0.83792 | 0.83792 | 0.83792 | 0.83792 | 0.83792 | 0.83792 | 0.83792 | 0.83792 | 20.1102 | 18 | 361.983 | 0.83792
AZ | biomass | Winter Peak | 0.83792 | 0.83792 | 0.83792 | 0.83792 | 0.83792 | 0.83792 | 0.83792 | 0.83792 | 0.83113 | 0.83113 | 0.83113 | 0.83113 | 0.83113 | 0.83113 | 0.83113 | 0.83113 | 0.83453 | 0.83792 | 0.83792 | 0.83792 | 0.83792 | 0.83792 | 0.83792 | 0.83792 | 20.0524 | 32 | 641.6777 | 0.83792
AZ | natural gas combined cycle ccs | Winter | 0.8 | 0.8 | 0.8 | 0.8 | 0.8 | 0.8 | 0.8 | 0.8 | 0.8 | 0.8 | 0.8 | 0.8 | 0.8 | 0.8 | 0.8 | 0.8 | 0.8 | 0.8 | 0.8 | 0.8 | 0.8 | 0.8 | 0.8 | 0.8 | 19.2 | 118 | 2265.6 | 0.8
AZ | natural gas combined cycle ccs | Spring | 0.8 | 0.8 | 0.8 | 0.8 | 0.8 | 0.8 | 0.8 | 0.8 | 0.8 | 0.8 | 0.8 | 0.8 | 0.8 | 0.8 | 0.8 | 0.8 | 0.8 | 0.8 | 0.8 | 0.8 | 0.8 | 0.8 | 0.8 | 0.8 | 19.2 | 84 | 1612.8 | 0.8
AZ | natural gas combined cycle ccs | Summer | 0.8 | 0.8 | 0.8 | 0.8 | 0.8 | 0.8 | 0.8 | 0.8 | 0.8 | 0.8 | 0.8 | 0.8 | 0.8 | 0.8 | 0.8 | 0.8 | 0.8 | 0.8 | 0.8 | 0.8 | 0.8 | 0.8 | 0.8 | 0.8 | 19.2 | 30 | 576 | 0.8
AZ | natural gas combined cycle ccs | Fall | 0.8 | 0.8 | 0.8 | 0.8 | 0.8 | 0.8 | 0.8 | 0.8 | 0.8 | 0.8 | 0.8 | 0.8 | 0.8 | 0.8 | 0.8 | 0.8 | 0.8 | 0.8 | 0.8 | 0.8 | 0.8 | 0.8 | 0.8 | 0.8 | 19.2 | 83 | 1593.6 | 0.8
AZ | natural gas combined cycle ccs | Summer Peak | 0.8 | 0.8 | 0.8 | 0.8 | 0.8 | 0.8 | 0.8 | 0.8 | 0.8 | 0.8 | 0.8 | 0.8 | 0.8 | 0.8 | 0.8 | 0.8 | 0.8 | 0.8 | 0.8 | 0.8 | 0.8 | 0.8 | 0.8 | 0.8 | 19.2 | 18 | 345.6 | 0.8
AZ | natural gas combined cycle ccs | Winter Peak | 0.8 | 0.8 | 0.8 | 0.8 | 0.8 | 0.8 | 0.8 | 0.8 | 0.8 | 0.8 | 0.8 | 0.8 | 0.8 | 0.8 | 0.8 | 0.8 | 0.8 | 0.8 | 0.8 | 0.8 | 0.8 | 0.8 | 0.8 | 0.8 | 19.2 | 32 | 614.4 | 0.8
AZ | natural gas combined cycle | Winter | 0.54 | 0.54 | 0.54 | 0.54 | 0.54 | 0.54 | 0.54 | 0.54 | 0.54 | 0.54 | 0.54 | 0.54 | 0.54 | 0.54 | 0.54 | 0.54 | 0.54 | 0.54 | 0.54 | 0.54 | 0.54 | 0.54 | 0.54 | 0.54 | 12.96 | 118 | 1529.28 | 0.54
AZ | natural gas combined cycle | Spring | 0.54 | 0.54 | 0.54 | 0.54 | 0.54 | 0.54 | 0.54 | 0.54 | 0.54 | 0.54 | 0.54 | 0.54 | 0.54 | 0.54 | 0.54 | 0.54 | 0.54 | 0.54 | 0.54 | 0.54 | 0.54 | 0.54 | 0.54 | 0.54 | 12.96 | 84 | 1088.64 | 0.54
AZ | natural gas combined cycle | Summer | 0.54 | 0.54 | 0.54 | 0.54 | 0.54 | 0.54 | 0.54 | 0.54 | 0.54 | 0.54 | 0.54 | 0.54 | 0.54 | 0.54 | 0.54 | 0.54 | 0.54 | 0.54 | 0.54 | 0.54 | 0.54 | 0.54 | 0.54 | 0.54 | 12.96 | 30 | 388.8 | 0.54
AZ | natural gas combined cycle | Fall | 0.54 | 0.54 | 0.54 | 0.54 | 0.54 | 0.54 | 0.54 | 0.54 | 0.54 | 0.54 | 0.54 | 0.54 | 0.54 | 0.54 | 0.54 | 0.54 | 0.54 | 0.54 | 0.54 | 0.54 | 0.54 | 0.54 | 0.54 | 0.54 | 12.96 | 83 | 1075.68 | 0.54
AZ | natural gas combined cycle | Summer Peak | 0.54 | 0.54 | 0.54 | 0.54 | 0.54 | 0.54 | 0.54 | 0.54 | 0.54 | 0.54 | 0.54 | 0.54 | 0.54 | 0.54 | 0.54 | 0.54 | 0.54 | 0.54 | 0.54 | 0.54 | 0.54 | 0.54 | 0.54 | 0.54 | 12.96 | 18 | 233.28 | 0.54
AZ | natural gas combined cycle | Winter Peak | 0.54 | 0.54 | 0.54 | 0.54 | 0.54 | 0.54 | 0.54 | 0.54 | 0.54 | 0.54 | 0.54 | 0.54 | 0.54 | 0.54 | 0.54 | 0.54 | 0.54 | 0.54 | 0.54 | 0.54 | 0.54 | 0.54 | 0.54 | 0.54 | 12.96 | 32 | 414.72 | 0.54
AZ | crude oil | Winter | 0.001 | 0.001 | 0.001 | 0.001 | 0.001 | 0.001 | 0.001 | 0.001 | 0.001 | 0.001 | 0.001 | 0.001 | 0.001 | 0.001 | 0.001 | 0.001 | 0.001 | 0.001 | 0.001 | 0.001 | 0.001 | 0.001 | 0.001 | 0.001 | 0.024 | 118 | 2.832 | 0.001
AZ | crude oil | Spring | 0.001 | 0.001 | 0.001 | 0.001 | 0.001 | 0.001 | 0.001 | 0.001 | 0.001 | 0.001 | 0.001 | 0.001 | 0.001 | 0.001 | 0.001 | 0.001 | 0.001 | 0.001 | 0.001 | 0.001 | 0.001 | 0.001 | 0.001 | 0.001 | 0.024 | 84 | 2.016 | 0.001
AZ | crude oil | Summer | 0.001 | 0.001 | 0.001 | 0.001 | 0.001 | 0.001 | 0.001 | 0.001 | 0.001 | 0.001 | 0.001 | 0.001 | 0.001 | 0.001 | 0.001 | 0.001 | 0.001 | 0.001 | 0.001 | 0.001 | 0.001 | 0.001 | 0.001 | 0.001 | 0.024 | 30 | 0.72 | 0.001
AZ | crude oil | Fall | 0.001 | 0.001 | 0.001 | 0.001 | 0.001 | 0.001 | 0.001 | 0.001 | 0.001 | 0.001 | 0.001 | 0.001 | 0.001 | 0.001 | 0.001 | 0.001 | 0.001 | 0.001 | 0.001 | 0.001 | 0.001 | 0.001 | 0.001 | 0.001 | 0.024 | 83 | 1.992 | 0.001
AZ | crude oil | Summer Peak | 0.001 | 0.001 | 0.001 | 0.001 | 0.001 | 0.001 | 0.001 | 0.001 | 0.001 | 0.001 | 0.001 | 0.001 | 0.001 | 0.001 | 0.001 | 0.001 | 0.001 | 0.001 | 0.001 | 0.001 | 0.001 | 0.001 | 0.001 | 0.001 | 0.024 | 18 | 0.432 | 0.001
AZ | crude oil | Winter Peak | 0.001 | 0.001 | 0.001 | 0.001 | 0.001 | 0.001 | 0.001 | 0.001 | 0.001 | 0.001 | 0.001 | 0.001 | 0.001 | 0.001 | 0.001 | 0.001 | 0.001 | 0.001 | 0.001 | 0.001 | 0.001 | 0.001 | 0.001 | 0.001 | 0.024 | 32 | 0.768 | 0.001
AZ | geothermal | Winter | 0.6595 | 0.6595 | 0.6595 | 0.6595 | 0.6595 | 0.6595 | 0.6595 | 0.6595 | 0.6595 | 0.6595 | 0.6595 | 0.6595 | 0.6595 | 0.6595 | 0.6595 | 0.6595 | 0.6595 | 0.6595 | 0.6595 | 0.6595 | 0.6595 | 0.6595 | 0.6595 | 0.6595 | 15.828 | 118 | 1867.704 | 0.6595
AZ | geothermal | Spring | 0.6595 | 0.6595 | 0.6595 | 0.6595 | 0.6595 | 0.6595 | 0.6595 | 0.6595 | 0.6595 | 0.6595 | 0.6595 | 0.6595 | 0.6595 | 0.6595 | 0.6595 | 0.6595 | 0.6595 | 0.6595 | 0.6595 | 0.6595 | 0.6595 | 0.6595 | 0.6595 | 0.6595 | 15.828 | 84 | 1329.552 | 0.6595
AZ | geothermal | Summer | 0.6595 | 0.6595 | 0.6595 | 0.6595 | 0.6595 | 0.6595 | 0.6595 | 0.6595 | 0.6595 | 0.6595 | 0.6595 | 0.6595 | 0.6595 | 0.6595 | 0.6595 | 0.6595 | 0.6595 | 0.6595 | 0.6595 | 0.6595 | 0.6595 | 0.6595 | 0.6595 | 0.6595 | 15.828 | 30 | 474.84 | 0.6595
AZ | geothermal | Fall | 0.6595 | 0.6595 | 0.6595 | 0.6595 | 0.6595 | 0.6595 | 0.6595 | 0.6595 | 0.6595 | 0.6595 | 0.6595 | 0.6595 | 0.6595 | 0.6595 | 0.6595 | 0.6595 | 0.6595 | 0.6595 | 0.6595 | 0.6595 | 0.6595 | 0.6595 | 0.6595 | 0.6595 | 15.828 | 83 | 1313.724 | 0.6595
AZ | geothermal | Summer Peak | 0.6595 | 0.6595 | 0.6595 | 0.6595 | 0.6595 | 0.6595 | 0.6595 | 0.6595 | 0.6595 | 0.6595 | 0.6595 | 0.6595 | 0.6595 | 0.6595 | 0.6595 | 0.6595 | 0.6595 | 0.6595 | 0.6595 | 0.6595 | 0.6595 | 0.6595 | 0.6595 | 0.6595 | 15.828 | 18 | 284.904 | 0.6595
AZ | geothermal | Winter Peak | 0.6595 | 0.6595 | 0.6595 | 0.6595 | 0.6595 | 0.6595 | 0.6595 | 0.6595 | 0.6595 | 0.6595 | 0.6595 | 0.6595 | 0.6595 | 0.6595 | 0.6595 | 0.6595 | 0.6595 | 0.6595 | 0.6595 | 0.6595 | 0.6595 | 0.6595 | 0.6595 | 0.6595 | 15.828 | 32 | 506.496 | 0.6595
AZ | hard coal ccs | Winter | 0.8 | 0.8 | 0.8 | 0.8 | 0.8 | 0.8 | 0.8 | 0.8 | 0.8 | 0.8 | 0.8 | 0.8 | 0.8 | 0.8 | 0.8 | 0.8 | 0.8 | 0.8 | 0.8 | 0.8 | 0.8 | 0.8 | 0.8 | 0.8 | 19.2 | 118 | 2265.6 | 0.8
AZ | hard coal ccs | Spring | 0.8 | 0.8 | 0.8 | 0.8 | 0.8 | 0.8 | 0.8 | 0.8 | 0.8 | 0.8 | 0.8 | 0.8 | 0.8 | 0.8 | 0.8 | 0.8 | 0.8 | 0.8 | 0.8 | 0.8 | 0.8 | 0.8 | 0.8 | 0.8 | 19.2 | 84 | 1612.8 | 0.8
AZ | hard coal ccs | Summer | 0.8 | 0.8 | 0.8 | 0.8 | 0.8 | 0.8 | 0.8 | 0.8 | 0.8 | 0.8 | 0.8 | 0.8 | 0.8 | 0.8 | 0.8 | 0.8 | 0.8 | 0.8 | 0.8 | 0.8 | 0.8 | 0.8 | 0.8 | 0.8 | 19.2 | 30 | 576 | 0.8
AZ | hard coal ccs | Fall | 0.8 | 0.8 | 0.8 | 0.8 | 0.8 | 0.8 | 0.8 | 0.8 | 0.8 | 0.8 | 0.8 | 0.8 | 0.8 | 0.8 | 0.8 | 0.8 | 0.8 | 0.8 | 0.8 | 0.8 | 0.8 | 0.8 | 0.8 | 0.8 | 19.2 | 83 | 1593.6 | 0.8
AZ | hard coal ccs | Summer Peak | 0.8 | 0.8 | 0.8 | 0.8 | 0.8 | 0.8 | 0.8 | 0.8 | 0.8 | 0.8 | 0.8 | 0.8 | 0.8 | 0.8 | 0.8 | 0.8 | 0.8 | 0.8 | 0.8 | 0.8 | 0.8 | 0.8 | 0.8 | 0.8 | 19.2 | 18 | 345.6 | 0.8
AZ | hard coal ccs | Winter Peak | 0.8 | 0.8 | 0.8 | 0.8 | 0.8 | 0.8 | 0.8 | 0.8 | 0.8 | 0.8 | 0.8 | 0.8 | 0.8 | 0.8 | 0.8 | 0.8 | 0.8 | 0.8 | 0.8 | 0.8 | 0.8 | 0.8 | 0.8 | 0.8 | 19.2 | 32 | 614.4 | 0.8
AZ | hard coal | Winter | 0.27819 | 0.276 | 0.27475 | 0.27392 | 0.27633 | 0.27434 | 0.24975 | 0.16117 | 0.13995 | 0.14048 | 0.14345 | 0.15098 | 0.15358 | 0.15863 | 0.16025 | 0.18095 | 0.21376 | 0.27736 | 0.32578 | 0.34251 | 0.34087 | 0.33836 | 0.30539 | 0.27862 | 5.7154 | 118 | 674.4141 | 0.34251
AZ | hard coal | Spring | 0.53229 | 0.532 | 0.5313 | 0.53157 | 0.53173 | 0.53229 | 0.53188 | 0.51638 | 0.4214 | 0.36911 | 0.37601 | 0.37673 | 0.37699 | 0.36414 | 0.33723 | 0.39052 | 0.5062 | 0.53154 | 0.53685 | 0.53685 | 0.53685 | 0.53685 | 0.53476 | 0.53425 | 11.5057 | 84 | 966.4812 | 0.53685
AZ | hard coal | Summer | 0.53506 | 0.53506 | 0.53506 | 0.53506 | 0.53494 | 0.53506 | 0.53192 | 0.48658 | 0.45968 | 0.44627 | 0.45304 | 0.46017 | 0.46592 | 0.47457 | 0.48236 | 0.49671 | 0.52424 | 0.53795 | 0.53952 | 0.53952 | 0.53952 | 0.53952 | 0.53808 | 0.53256 | 12.2583 | 30 | 367.7503 | 0.53952
AZ | hard coal | Fall | 0.54058 | 0.53585 | 0.53475 | 0.53371 | 0.53309 | 0.5231 | 0.3976 | 0.27605 | 0.24902 | 0.26527 | 0.30342 | 0.33947 | 0.34623 | 0.36008 | 0.36303 | 0.39009 | 0.44027 | 0.50594 | 0.55254 | 0.55445 | 0.55445 | 0.55487 | 0.55473 | 0.54756 | 10.7562 | 83 | 892.7608 | 0.55487
AZ | hard coal | Summer Peak | 0.55644 | 0.55644 | 0.55644 | 0.55644 | 0.55644 | 0.55644 | 0.49046 | 0.37938 | 0.39327 | 0.41788 | 0.45224 | 0.48967 | 0.50165 | 0.51811 | 0.52118 | 0.53747 | 0.5512 | 0.55644 | 0.55644 | 0.55644 | 0.55644 | 0.55644 | 0.55644 | 0.55644 | 12.4862 | 18 | 224.7512 | 0.55644
AZ | hard coal | Winter Peak | 0.55349 | 0.5461 | 0.55202 | 0.55202 | 0.553 | 0.55399 | 0.55496 | 0.51735 | 0.28788 | 0.26022 | 0.26607 | 0.26901 | 0.2676 | 0.26663 | 0.26368 | 0.31502 | 0.43638 | 0.55644 | 0.55496 | 0.55496 | 0.55496 | 0.55571 | 0.55644 | 0.5553 | 10.9042 | 32 | 348.9345 | 0.55644
AZ | heavy or residual fuel oil | Winter | 0 | 0 | 0 | 0 | 0 | 0 | 0 | 0 | 0 | 0 | 0 | 0 | 0 | 0 | 0 | 0 | 0 | 0 | 0 | 0 | 0 | 0 | 0 | 0 | 0 | 118 | 0 | 0
AZ | heavy or residual fuel oil | Spring | 0 | 0 | 0 | 0 | 0 | 0 | 0 | 0 | 0 | 0 | 0 | 0 | 0 | 0 | 0 | 0 | 0 | 0.0077399 | 0.03096 | 0.03096 | 0.01548 | 0.0077399 | 0 | 0 | 0.092879 | 84 | 7.8019 | 0.03096
AZ | heavy or residual fuel oil | Summer | 0 | 0 | 0 | 0 | 0 | 0 | 0 | 0 | 0 | 0 | 0 | 0 | 0 | 0 | 0 | 0 | 0 | 0.060656 | 0.95 | 0.95 | 0.55274 | 0.23133 | 0.072917 | 0 | 2.8176 | 30 | 84.5294 | 0.95
AZ | heavy or residual fuel oil | Fall | 0 | 0 | 0 | 0 | 0 | 0 | 0 | 0 | 0 | 0 | 0 | 0 | 0 | 0 | 0 | 0 | 0 | 0.040834 | 0.271 | 0.13922 | 0.029161 | 0 | 0 | 0 | 0.48021 | 83 | 39.8577 | 0.271
AZ | heavy or residual fuel oil | Summer Peak | 0 | 0 | 0 | 0 | 0 | 0 | 0 | 0 | 0 | 0 | 0 | 0 | 0 | 0 | 0 | 0 | 0 | 0 | 0.95 | 0.95 | 0.95 | 0 | 0 | 0 | 2.85 | 18 | 51.3 | 0.95
AZ | heavy or residual fuel oil | Winter Peak | 0 | 0 | 0 | 0 | 0 | 0 | 0 | 0 | 0 | 0 | 0 | 0 | 0 | 0 | 0 | 0 | 0 | 0 | 0 | 0 | 0 | 0 | 0 | 0 | 0 | 32 | 0 | 0
AZ | hydro | Winter | 0.26546 | 0.17679 | 0.14831 | 0.14101 | 0.19159 | 0.19239 | 0.071477 | 0.0076843 | 0.007448 | 0.0075201 | 0.0076966 | 0.0077843 | 0.0077843 | 0.0078281 | 0.0076747 | 0.0078281 | 0.018729 | 0.22457 | 0.65046 | 0.69284 | 0.69437 | 0.6772 | 0.5843 | 0.40313 | 5.2019 | 118 | 613.8214 | 0.69437
AZ | hydro | Spring | 0.13423 | 0.076539 | 0.065469 | 0.061506 | 0.094526 | 0.15392 | 0.2529 | 0.1098 | 0.0077451 | 0.0077451 | 0.0077695 | 0.0077695 | 0.0077695 | 0.0077695 | 0.0077387 | 0.0077695 | 0.10328 | 0.51106 | 0.59967 | 0.61794 | 0.58683 | 0.53328 | 0.41597 | 0.23344 | 4.6124 | 84 | 387.4443 | 0.61794
AZ | hydro | Summer | 0.21017 | 0.13876 | 0.091265 | 0.078833 | 0.10497 | 0.13456 | 0.18385 | 0.14857 | 0.02673 | 0.0080342 | 0.0080342 | 0.0080342 | 0.016418 | 0.020845 | 0.020845 | 0.054774 | 0.1971 | 0.47105 | 0.64428 | 0.66292 | 0.65818 | 0.61333 | 0.52774 | 0.35139 | 5.3807 | 30 | 161.4203 | 0.66292
AZ | hydro | Fall | 0.37673 | 0.27094 | 0.19867 | 0.12216 | 0.11476 | 0.093471 | 0.014259 | 0.0080102 | 0.0080938 | 0.0085934 | 0.0088124 | 0.0088463 | 0.0088463 | 0.0088463 | 0.0088463 | 0.018719 | 0.050625 | 0.2734 | 0.65515 | 0.70313 | 0.69831 | 0.67848 | 0.64534 | 0.53461 | 5.5176 | 83 | 457.9642 | 0.70313
AZ | hydro | Summer Peak | 0.46642 | 0.323 | 0.1544 | 0.10132 | 0.1085 | 0.095792 | 0.0096759 | 0.0095195 | 0.0095195 | 0.0096759 | 0.0096759 | 0.0096759 | 0.0096759 | 0.031027 | 0.031027 | 0.042576 | 0.17176 | 0.51183 | 0.69589 | 0.7239 | 0.7239 | 0.72125 | 0.70809 | 0.5503 | 6.2284 | 18 | 112.1113 | 0.7239
AZ | hydro | Winter Peak | 0.06749 | 0.047728 | 0.036867 | 0.030607 | 0.041733 | 0.088875 | 0.14966 | 0.048519 | 0.0075217 | 0.0075929 | 0.0075929 | 0.0075929 | 0.0075929 | 0.0075929 | 0.0074505 | 0.0075217 | 0.1163 | 0.42541 | 0.51561 | 0.59973 | 0.53256 | 0.47142 | 0.43093 | 0.19493 | 3.8588 | 32 | 123.4826 | 0.59973
AZ | hydrogen combined cycle | Winter | 0.26946 | 0.25867 | 0.25085 | 0.24989 | 0.25309 | 0.26613 | 0.27834 | 0.26056 | 0.19187 | 0.17111 | 0.16996 | 0.16973 | 0.17067 | 0.17125 | 0.1696 | 0.1807 | 0.26005 | 0.3094 | 0.31241 | 0.31081 | 0.3108 | 0.30709 | 0.29203 | 0.28371 | 5.8682 | 118 | 692.4436 | 0.31241
AZ | hydrogen combined cycle | Spring | 0.23297 | 0.23128 | 0.23053 | 0.22956 | 0.23078 | 0.22634 | 0.1826 | 0.13504 | 0.12902 | 0.1269 | 0.12712 | 0.12712 | 0.12782 | 0.1287 | 0.12879 | 0.13209 | 0.14585 | 0.21057 | 0.28651 | 0.30102 | 0.2933 | 0.28092 | 0.26583 | 0.24784 | 4.7585 | 84 | 399.7143 | 0.30102
AZ | hydrogen combined cycle | Summer | 0.90486 | 0.8843 | 0.87358 | 0.8671 | 0.86602 | 0.84776 | 0.66145 | 0.58926 | 0.58236 | 0.59097 | 0.606 | 0.62114 | 0.6286 | 0.65005 | 0.67304 | 0.70379 | 0.76637 | 0.87263 | 1 | 1 | 1 | 1 | 1 | 0.97013 | 19.1594 | 30 | 574.7817 | 1
AZ | hydrogen combined cycle | Fall | 0.83047 | 0.81059 | 0.78644 | 0.76179 | 0.76648 | 0.80074 | 0.6728 | 0.48394 | 0.4546 | 0.45549 | 0.47042 | 0.48073 | 0.48586 | 0.4973 | 0.49904 | 0.55302 | 0.75968 | 0.86596 | 0.86915 | 0.86646 | 0.86162 | 0.85173 | 0.82097 | 0.81701 | 16.5223 | 83 | 1371.3508 | 0.86915
AZ | hydrogen combined cycle | Summer Peak | 1 | 1 | 1 | 1 | 1 | 1 | 0.87633 | 0.73427 | 0.73427 | 0.73427 | 0.79492 | 0.83613 | 0.83613 | 1 | 1 | 1 | 1 | 1 | 1 | 1 | 1 | 1 | 1 | 1 | 22.5463 | 18 | 405.8338 | 1
AZ | hydrogen combined cycle | Winter Peak | 0.64654 | 0.64654 | 0.64654 | 0.64654 | 0.64654 | 0.64654 | 0.64654 | 0.64654 | 0.53278 | 0.53278 | 0.53278 | 0.53278 | 0.53278 | 0.47211 | 0.47211 | 0.51206 | 0.64654 | 0.85447 | 0.92134 | 0.84955 | 0.80094 | 0.78395 | 0.22625 | 0.22625 | 14.6018 | 32 | 467.2574 | 0.92134
AZ | hydrogen ct | Winter | 0.010518 | 0.010518 | 0.010518 | 0.010518 | 0.010518 | 0.010518 | 0.010518 | 0.010518 | 0.010518 | 0.010518 | 0.010518 | 0.010518 | 0.010518 | 0.010518 | 0.010518 | 0.010518 | 0.010518 | 0.07133 | 0.21527 | 0.2941 | 0.19356 | 0.058781 | 0.022991 | 0.010518 | 1.0454 | 118 | 123.353 | 0.2941
AZ | hydrogen ct | Spring | 9.27e-07 | 9.27e-07 | 9.27e-07 | 9.27e-07 | 9.27e-07 | 9.27e-07 | 9.27e-07 | 9.27e-07 | 9.27e-07 | 9.27e-07 | 9.27e-07 | 9.27e-07 | 9.27e-07 | 9.27e-07 | 9.27e-07 | 9.27e-07 | 9.27e-07 | 9.27e-07 | 0.008235 | 0.02301 | 0.014775 | 9.27e-07 | 9.27e-07 | 9.27e-07 | 0.04604 | 84 | 3.8673 | 0.02301
AZ | hydrogen ct | Summer | 0.16212 | 0.16212 | 0.16212 | 0.16212 | 0.16212 | 0.16212 | 0.16212 | 0.16212 | 0.16212 | 0.16212 | 0.16212 | 0.16212 | 0.16212 | 0.16212 | 0.16212 | 0.16212 | 0.16212 | 0.30167 | 0.53578 | 0.46453 | 0.25003 | 0.09818 | 0.044144 | 0.044144 | 4.4945 | 30 | 134.8361 | 0.53578
AZ | hydrogen ct | Fall | 0.047867 | 0.047867 | 0.047867 | 0.047867 | 0.047867 | 0.047867 | 0.047867 | 0.047867 | 0.047867 | 0.047867 | 0.047867 | 0.047867 | 0.047867 | 0.047867 | 0.047867 | 0.047867 | 0.047867 | 0.14432 | 0.77439 | 1 | 0.78053 | 0.32512 | 0.13395 | 0.067989 | 4.04 | 83 | 335.3236 | 1
AZ | hydrogen ct | Summer Peak | 0.23993 | 0.23993 | 0.23993 | 0.23993 | 0.23993 | 0.23993 | 0.23993 | 0.23993 | 0.23993 | 0.23993 | 0.23993 | 0.23993 | 0.23993 | 0.23993 | 0.23993 | 0.23993 | 0.23993 | 0.67356 | 1 | 1 | 1 | 0.83042 | 0.70581 | 0.34377 | 9.6324 | 18 | 173.3827 | 1
AZ | hydrogen ct | Winter Peak | 9.27e-07 | 9.27e-07 | 9.27e-07 | 9.27e-07 | 9.27e-07 | 9.27e-07 | 9.27e-07 | 9.27e-07 | 9.27e-07 | 9.27e-07 | 9.27e-07 | 9.27e-07 | 9.27e-07 | 9.27e-07 | 9.27e-07 | 9.27e-07 | 9.27e-07 | 9.27e-07 | 9.27e-07 | 9.27e-07 | 9.27e-07 | 9.27e-07 | 9.27e-07 | 9.27e-07 | 2.2248e-05 | 32 | 0.00071194 | 9.27e-07
AZ | lignite ccs | Winter | 0.8 | 0.8 | 0.8 | 0.8 | 0.8 | 0.8 | 0.8 | 0.8 | 0.8 | 0.8 | 0.8 | 0.8 | 0.8 | 0.8 | 0.8 | 0.8 | 0.8 | 0.8 | 0.8 | 0.8 | 0.8 | 0.8 | 0.8 | 0.8 | 19.2 | 118 | 2265.6 | 0.8
AZ | lignite ccs | Spring | 0.8 | 0.8 | 0.8 | 0.8 | 0.8 | 0.8 | 0.8 | 0.8 | 0.8 | 0.8 | 0.8 | 0.8 | 0.8 | 0.8 | 0.8 | 0.8 | 0.8 | 0.8 | 0.8 | 0.8 | 0.8 | 0.8 | 0.8 | 0.8 | 19.2 | 84 | 1612.8 | 0.8
AZ | lignite ccs | Summer | 0.8 | 0.8 | 0.8 | 0.8 | 0.8 | 0.8 | 0.8 | 0.8 | 0.8 | 0.8 | 0.8 | 0.8 | 0.8 | 0.8 | 0.8 | 0.8 | 0.8 | 0.8 | 0.8 | 0.8 | 0.8 | 0.8 | 0.8 | 0.8 | 19.2 | 30 | 576 | 0.8
AZ | lignite ccs | Fall | 0.8 | 0.8 | 0.8 | 0.8 | 0.8 | 0.8 | 0.8 | 0.8 | 0.8 | 0.8 | 0.8 | 0.8 | 0.8 | 0.8 | 0.8 | 0.8 | 0.8 | 0.8 | 0.8 | 0.8 | 0.8 | 0.8 | 0.8 | 0.8 | 19.2 | 83 | 1593.6 | 0.8
AZ | lignite ccs | Summer Peak | 0.8 | 0.8 | 0.8 | 0.8 | 0.8 | 0.8 | 0.8 | 0.8 | 0.8 | 0.8 | 0.8 | 0.8 | 0.8 | 0.8 | 0.8 | 0.8 | 0.8 | 0.8 | 0.8 | 0.8 | 0.8 | 0.8 | 0.8 | 0.8 | 19.2 | 18 | 345.6 | 0.8
AZ | lignite ccs | Winter Peak | 0.8 | 0.8 | 0.8 | 0.8 | 0.8 | 0.8 | 0.8 | 0.8 | 0.8 | 0.8 | 0.8 | 0.8 | 0.8 | 0.8 | 0.8 | 0.8 | 0.8 | 0.8 | 0.8 | 0.8 | 0.8 | 0.8 | 0.8 | 0.8 | 19.2 | 32 | 614.4 | 0.8
AZ | lignite | Winter | 0.638 | 0.638 | 0.638 | 0.638 | 0.638 | 0.638 | 0.638 | 0.638 | 0.638 | 0.638 | 0.638 | 0.638 | 0.638 | 0.638 | 0.638 | 0.638 | 0.638 | 0.638 | 0.638 | 0.638 | 0.638 | 0.638 | 0.638 | 0.638 | 15.312 | 118 | 1806.816 | 0.638
AZ | lignite | Spring | 0.638 | 0.638 | 0.638 | 0.638 | 0.638 | 0.638 | 0.638 | 0.638 | 0.638 | 0.638 | 0.638 | 0.638 | 0.638 | 0.638 | 0.638 | 0.638 | 0.638 | 0.638 | 0.638 | 0.638 | 0.638 | 0.638 | 0.638 | 0.638 | 15.312 | 84 | 1286.208 | 0.638
AZ | lignite | Summer | 0.638 | 0.638 | 0.638 | 0.638 | 0.638 | 0.638 | 0.638 | 0.638 | 0.638 | 0.638 | 0.638 | 0.638 | 0.638 | 0.638 | 0.638 | 0.638 | 0.638 | 0.638 | 0.638 | 0.638 | 0.638 | 0.638 | 0.638 | 0.638 | 15.312 | 30 | 459.36 | 0.638
AZ | lignite | Fall | 0.638 | 0.638 | 0.638 | 0.638 | 0.638 | 0.638 | 0.638 | 0.638 | 0.638 | 0.638 | 0.638 | 0.638 | 0.638 | 0.638 | 0.638 | 0.638 | 0.638 | 0.638 | 0.638 | 0.638 | 0.638 | 0.638 | 0.638 | 0.638 | 15.312 | 83 | 1270.896 | 0.638
AZ | lignite | Summer Peak | 0.638 | 0.638 | 0.638 | 0.638 | 0.638 | 0.638 | 0.638 | 0.638 | 0.638 | 0.638 | 0.638 | 0.638 | 0.638 | 0.638 | 0.638 | 0.638 | 0.638 | 0.638 | 0.638 | 0.638 | 0.638 | 0.638 | 0.638 | 0.638 | 15.312 | 18 | 275.616 | 0.638
AZ | lignite | Winter Peak | 0.638 | 0.638 | 0.638 | 0.638 | 0.638 | 0.638 | 0.638 | 0.638 | 0.638 | 0.638 | 0.638 | 0.638 | 0.638 | 0.638 | 0.638 | 0.638 | 0.638 | 0.638 | 0.638 | 0.638 | 0.638 | 0.638 | 0.638 | 0.638 | 15.312 | 32 | 489.984 | 0.638
AZ | municipal solid waste | Winter | 0.73693 | 0.73693 | 0.73693 | 0.73693 | 0.73693 | 0.73693 | 0.73693 | 0.73693 | 0.73527 | 0.73527 | 0.73527 | 0.73527 | 0.73527 | 0.73527 | 0.73527 | 0.73527 | 0.7361 | 0.73693 | 0.73693 | 0.73693 | 0.73693 | 0.73693 | 0.73693 | 0.73693 | 17.6723 | 118 | 2085.3311 | 0.73693
AZ | municipal solid waste | Spring | 0.73693 | 0.73693 | 0.73693 | 0.73693 | 0.73693 | 0.73693 | 0.73693 | 0.71927 | 0.71096 | 0.70784 | 0.70784 | 0.70784 | 0.70784 | 0.70784 | 0.71304 | 0.71615 | 0.72758 | 0.73693 | 0.73693 | 0.73693 | 0.73693 | 0.73693 | 0.73693 | 0.73693 | 17.4433 | 84 | 1465.2378 | 0.73693
AZ | municipal solid waste | Summer | 0.73693 | 0.73693 | 0.73693 | 0.73693 | 0.73693 | 0.73693 | 0.73474 | 0.73364 | 0.73364 | 0.73364 | 0.73364 | 0.73364 | 0.73364 | 0.73474 | 0.73474 | 0.73584 | 0.73693 | 0.73693 | 0.73693 | 0.73693 | 0.73693 | 0.73693 | 0.73693 | 0.73693 | 17.659 | 30 | 529.7688 | 0.73693
AZ | municipal solid waste | Fall | 0.73693 | 0.73693 | 0.73693 | 0.73693 | 0.73693 | 0.73693 | 0.73693 | 0.73693 | 0.73537 | 0.73537 | 0.73537 | 0.73537 | 0.73537 | 0.73537 | 0.73537 | 0.73537 | 0.73693 | 0.73693 | 0.73693 | 0.73693 | 0.73693 | 0.73693 | 0.73693 | 0.73693 | 17.6739 | 83 | 1466.933 | 0.73693
AZ | municipal solid waste | Summer Peak | 0.73693 | 0.73693 | 0.73693 | 0.73693 | 0.73693 | 0.73693 | 0.73693 | 0.73693 | 0.73693 | 0.73693 | 0.73693 | 0.73693 | 0.73693 | 0.73693 | 0.73693 | 0.73693 | 0.73693 | 0.73693 | 0.73693 | 0.73693 | 0.73693 | 0.73693 | 0.73693 | 0.73693 | 17.6864 | 18 | 318.3557 | 0.73693
AZ | municipal solid waste | Winter Peak | 0.73693 | 0.73693 | 0.73693 | 0.73693 | 0.73693 | 0.73693 | 0.73693 | 0.73693 | 0.73693 | 0.73693 | 0.73693 | 0.73693 | 0.73693 | 0.73693 | 0.73693 | 0.73693 | 0.73693 | 0.73693 | 0.73693 | 0.73693 | 0.73693 | 0.73693 | 0.73693 | 0.73693 | 17.6864 | 32 | 565.9657 | 0.73693
AZ | natural gas peaker | Winter | 0.010518 | 0.010518 | 0.010518 | 0.010518 | 0.010518 | 0.010518 | 0.010518 | 0.010518 | 0.010518 | 0.010518 | 0.010518 | 0.010518 | 0.010518 | 0.010518 | 0.010518 | 0.010518 | 0.010518 | 0.07133 | 0.21527 | 0.2941 | 0.19356 | 0.058781 | 0.022991 | 0.010518 | 1.0454 | 118 | 123.353 | 0.2941
AZ | natural gas peaker | Spring | 9.27e-07 | 9.27e-07 | 9.27e-07 | 9.27e-07 | 9.27e-07 | 9.27e-07 | 9.27e-07 | 9.27e-07 | 9.27e-07 | 9.27e-07 | 9.27e-07 | 9.27e-07 | 9.27e-07 | 9.27e-07 | 9.27e-07 | 9.27e-07 | 9.27e-07 | 9.27e-07 | 0.008235 | 0.02301 | 0.014775 | 9.27e-07 | 9.27e-07 | 9.27e-07 | 0.04604 | 84 | 3.8673 | 0.02301
AZ | natural gas peaker | Summer | 0.16212 | 0.16212 | 0.16212 | 0.16212 | 0.16212 | 0.16212 | 0.16212 | 0.16212 | 0.16212 | 0.16212 | 0.16212 | 0.16212 | 0.16212 | 0.16212 | 0.16212 | 0.16212 | 0.16212 | 0.30167 | 0.53578 | 0.46453 | 0.25003 | 0.09818 | 0.044144 | 0.044144 | 4.4945 | 30 | 134.8361 | 0.53578
AZ | natural gas peaker | Fall | 0.047867 | 0.047867 | 0.047867 | 0.047867 | 0.047867 | 0.047867 | 0.047867 | 0.047867 | 0.047867 | 0.047867 | 0.047867 | 0.047867 | 0.047867 | 0.047867 | 0.047867 | 0.047867 | 0.047867 | 0.14432 | 0.77439 | 1 | 0.78053 | 0.32512 | 0.13395 | 0.067989 | 4.04 | 83 | 335.3236 | 1
AZ | natural gas peaker | Summer Peak | 0.23993 | 0.23993 | 0.23993 | 0.23993 | 0.23993 | 0.23993 | 0.23993 | 0.23993 | 0.23993 | 0.23993 | 0.23993 | 0.23993 | 0.23993 | 0.23993 | 0.23993 | 0.23993 | 0.23993 | 0.67356 | 1 | 1 | 1 | 0.83042 | 0.70581 | 0.34377 | 9.6324 | 18 | 173.3827 | 1
AZ | natural gas peaker | Winter Peak | 9.27e-07 | 9.27e-07 | 9.27e-07 | 9.27e-07 | 9.27e-07 | 9.27e-07 | 9.27e-07 | 9.27e-07 | 9.27e-07 | 9.27e-07 | 9.27e-07 | 9.27e-07 | 9.27e-07 | 9.27e-07 | 9.27e-07 | 9.27e-07 | 9.27e-07 | 9.27e-07 | 9.27e-07 | 9.27e-07 | 9.27e-07 | 9.27e-07 | 9.27e-07 | 9.27e-07 | 2.2248e-05 | 32 | 0.00071194 | 9.27e-07
AZ | nuclear | Winter | 0.9411 | 0.9411 | 0.9411 | 0.9411 | 0.9411 | 0.9411 | 0.9387 | 0.85257 | 0.81603 | 0.81541 | 0.83801 | 0.84988 | 0.85062 | 0.85366 | 0.84274 | 0.8532 | 0.91062 | 0.94076 | 0.9411 | 0.9411 | 0.9411 | 0.9411 | 0.9411 | 0.9411 | 21.6554 | 118 | 2555.3326 | 0.9411
AZ | nuclear | Spring | 0.9411 | 0.9411 | 0.9411 | 0.9411 | 0.9411 | 0.9411 | 0.9411 | 0.9411 | 0.93532 | 0.93667 | 0.93952 | 0.9403 | 0.93998 | 0.93998 | 0.93437 | 0.93763 | 0.9411 | 0.9411 | 0.9411 | 0.9411 | 0.9411 | 0.9411 | 0.9411 | 0.9411 | 22.5613 | 84 | 1895.1496 | 0.9411
AZ | nuclear | Summer | 0.9411 | 0.9411 | 0.9411 | 0.9411 | 0.9411 | 0.9411 | 0.9411 | 0.9411 | 0.9411 | 0.9411 | 0.9411 | 0.9411 | 0.9411 | 0.9411 | 0.9411 | 0.9411 | 0.9411 | 0.9411 | 0.9411 | 0.9411 | 0.9411 | 0.9411 | 0.9411 | 0.9411 | 22.5863 | 30 | 677.5892 | 0.9411
AZ | nuclear | Fall | 0.9411 | 0.9411 | 0.9411 | 0.9411 | 0.9411 | 0.9411 | 0.93751 | 0.83201 | 0.81925 | 0.88158 | 0.92069 | 0.92749 | 0.92763 | 0.93089 | 0.93089 | 0.93429 | 0.93769 | 0.9411 | 0.9411 | 0.9411 | 0.9411 | 0.9411 | 0.9411 | 0.9411 | 22.2142 | 83 | 1843.7758 | 0.9411
AZ | nuclear | Summer Peak | 0.9411 | 0.9411 | 0.9411 | 0.9411 | 0.9411 | 0.9411 | 0.9411 | 0.90477 | 0.91387 | 0.94086 | 0.9411 | 0.9411 | 0.9411 | 0.9411 | 0.9411 | 0.9411 | 0.9411 | 0.9411 | 0.9411 | 0.9411 | 0.9411 | 0.9411 | 0.9411 | 0.9411 | 22.5225 | 18 | 405.4055 | 0.9411
AZ | nuclear | Winter Peak | 0.9411 | 0.9411 | 0.9411 | 0.9411 | 0.9411 | 0.9411 | 0.9411 | 0.9411 | 0.9113 | 0.90269 | 0.91463 | 0.91463 | 0.91463 | 0.91463 | 0.8879 | 0.91463 | 0.93227 | 0.9411 | 0.9411 | 0.9411 | 0.9411 | 0.9411 | 0.9411 | 0.9411 | 22.3237 | 32 | 714.3593 | 0.9411
AZ | offshore wind | Winter | 0.47288 | 0.4689 | 0.46658 | 0.46435 | 0.4641 | 0.46621 | 0.47333 | 0.47967 | 0.48195 | 0.46588 | 0.44406 | 0.42464 | 0.41267 | 0.41089 | 0.41346 | 0.42232 | 0.44311 | 0.46687 | 0.47673 | 0.48377 | 0.4829 | 0.4812 | 0.4764 | 0.46306 | 11.0059 | 118 | 1298.6987 | 0.48377
AZ | offshore wind | Spring | 0.44472 | 0.43504 | 0.43018 | 0.42314 | 0.4119 | 0.39669 | 0.38665 | 0.37127 | 0.3456 | 0.32681 | 0.31325 | 0.30347 | 0.30782 | 0.31905 | 0.3249 | 0.33608 | 0.35787 | 0.38535 | 0.40885 | 0.43556 | 0.4543 | 0.45487 | 0.45932 | 0.45564 | 9.2883 | 84 | 780.2174 | 0.45932
AZ | offshore wind | Summer | 0.29639 | 0.29792 | 0.30159 | 0.2954 | 0.28478 | 0.27318 | 0.25528 | 0.23322 | 0.21264 | 0.19343 | 0.18654 | 0.18681 | 0.17854 | 0.17542 | 0.1798 | 0.19365 | 0.21544 | 0.23082 | 0.24592 | 0.27192 | 0.2694 | 0.2694 | 0.27559 | 0.28391 | 5.807 | 30 | 174.2102 | 0.30159
AZ | offshore wind | Fall | 0.39945 | 0.40031 | 0.39867 | 0.39313 | 0.39477 | 0.39571 | 0.40203 | 0.40656 | 0.40312 | 0.39165 | 0.37299 | 0.36042 | 0.35176 | 0.34653 | 0.3498 | 0.3612 | 0.374 | 0.39329 | 0.40898 | 0.43052 | 0.45652 | 0.45589 | 0.44863 | 0.43021 | 9.5262 | 83 | 790.6706 | 0.45652
AZ | offshore wind | Summer Peak | 0.15619 | 0.17524 | 0.19905 | 0.21429 | 0.24476 | 0.24667 | 0.24 | 0.23714 | 0.23333 | 0.21524 | 0.20381 | 0.19333 | 0.19524 | 0.20952 | 0.23524 | 0.22571 | 0.22476 | 0.19905 | 0.17238 | 0.14952 | 0.14667 | 0.13524 | 0.12476 | 0.13333 | 4.7105 | 18 | 84.7886 | 0.24667
AZ | offshore wind | Winter Peak | 0.28286 | 0.28476 | 0.29905 | 0.31714 | 0.33524 | 0.3581 | 0.38095 | 0.36952 | 0.34762 | 0.34476 | 0.35905 | 0.3819 | 0.38857 | 0.39905 | 0.40381 | 0.40381 | 0.40476 | 0.40381 | 0.40762 | 0.41429 | 0.4181 | 0.41429 | 0.42095 | 0.44286 | 8.9829 | 32 | 287.4514 | 0.44286
AZ | onshore wind | Winter | 0.32838 | 0.33068 | 0.33295 | 0.33559 | 0.32983 | 0.32694 | 0.31515 | 0.24722 | 0.20579 | 0.21582 | 0.22467 | 0.22155 | 0.23315 | 0.23956 | 0.23895 | 0.24373 | 0.28 | 0.33022 | 0.35123 | 0.37194 | 0.3674 | 0.35338 | 0.34676 | 0.34201 | 7.1129 | 118 | 839.3222 | 0.37194
AZ | onshore wind | Spring | 0.30578 | 0.30321 | 0.30546 | 0.3058 | 0.30738 | 0.30581 | 0.3063 | 0.30369 | 0.27678 | 0.24291 | 0.24266 | 0.24709 | 0.25313 | 0.25355 | 0.25221 | 0.25743 | 0.27919 | 0.30453 | 0.31807 | 0.31922 | 0.32049 | 0.32349 | 0.32205 | 0.32613 | 6.9823 | 84 | 586.5173 | 0.32613
AZ | onshore wind | Summer | 0.36006 | 0.35112 | 0.36047 | 0.36387 | 0.34988 | 0.34135 | 0.33247 | 0.30883 | 0.28368 | 0.27293 | 0.26971 | 0.28658 | 0.30874 | 0.32296 | 0.31131 | 0.30597 | 0.30758 | 0.30364 | 0.30466 | 0.31079 | 0.28919 | 0.2838 | 0.27521 | 0.28035 | 7.4852 | 30 | 224.5552 | 0.36387
AZ | onshore wind | Fall | 0.22115 | 0.21542 | 0.20777 | 0.20089 | 0.19726 | 0.18892 | 0.16219 | 0.10859 | 0.090886 | 0.098862 | 0.1088 | 0.1366 | 0.1604 | 0.17196 | 0.19139 | 0.19099 | 0.20607 | 0.22995 | 0.24087 | 0.27843 | 0.28208 | 0.25749 | 0.2434 | 0.23035 | 4.6207 | 83 | 383.5195 | 0.28208
AZ | onshore wind | Summer Peak | 0.15345 | 0.15882 | 0.16229 | 0.16331 | 0.18816 | 0.18745 | 0.16152 | 0.12046 | 0.10574 | 0.084567 | 0.078538 | 0.10001 | 0.13077 | 0.15685 | 0.17332 | 0.16723 | 0.19517 | 0.21751 | 0.19304 | 0.22104 | 0.22495 | 0.1818 | 0.16431 | 0.17744 | 3.8677 | 18 | 69.6194 | 0.22495
AZ | onshore wind | Winter Peak | 0.28211 | 0.28317 | 0.28534 | 0.28511 | 0.28882 | 0.29403 | 0.30121 | 0.29327 | 0.23162 | 0.2187 | 0.21713 | 0.22902 | 0.23797 | 0.21952 | 0.21887 | 0.23629 | 0.24693 | 0.27597 | 0.28188 | 0.27511 | 0.28212 | 0.27782 | 0.26743 | 0.25876 | 6.2882 | 32 | 201.2225 | 0.30121
AZ | petroleum | Winter | 0.010518 | 0.010518 | 0.010518 | 0.010518 | 0.010518 | 0.010518 | 0.010518 | 0.010518 | 0.010518 | 0.010518 | 0.010518 | 0.010518 | 0.010518 | 0.010518 | 0.010518 | 0.010518 | 0.010518 | 0.07133 | 0.21527 | 0.2941 | 0.19356 | 0.058781 | 0.022991 | 0.010518 | 1.0454 | 118 | 123.353 | 0.2941
AZ | petroleum | Spring | 9.27e-07 | 9.27e-07 | 9.27e-07 | 9.27e-07 | 9.27e-07 | 9.27e-07 | 9.27e-07 | 9.27e-07 | 9.27e-07 | 9.27e-07 | 9.27e-07 | 9.27e-07 | 9.27e-07 | 9.27e-07 | 9.27e-07 | 9.27e-07 | 9.27e-07 | 9.27e-07 | 0.008235 | 0.02301 | 0.014775 | 9.27e-07 | 9.27e-07 | 9.27e-07 | 0.04604 | 84 | 3.8673 | 0.02301
AZ | petroleum | Summer | 0.16212 | 0.16212 | 0.16212 | 0.16212 | 0.16212 | 0.16212 | 0.16212 | 0.16212 | 0.16212 | 0.16212 | 0.16212 | 0.16212 | 0.16212 | 0.16212 | 0.16212 | 0.16212 | 0.16212 | 0.30167 | 0.53578 | 0.46453 | 0.25003 | 0.09818 | 0.044144 | 0.044144 | 4.4945 | 30 | 134.8361 | 0.53578
AZ | petroleum | Fall | 0.047867 | 0.047867 | 0.047867 | 0.047867 | 0.047867 | 0.047867 | 0.047867 | 0.047867 | 0.047867 | 0.047867 | 0.047867 | 0.047867 | 0.047867 | 0.047867 | 0.047867 | 0.047867 | 0.047867 | 0.14432 | 0.77439 | 1 | 0.78053 | 0.32512 | 0.13395 | 0.067989 | 4.04 | 83 | 335.3236 | 1
AZ | petroleum | Summer Peak | 0.23993 | 0.23993 | 0.23993 | 0.23993 | 0.23993 | 0.23993 | 0.23993 | 0.23993 | 0.23993 | 0.23993 | 0.23993 | 0.23993 | 0.23993 | 0.23993 | 0.23993 | 0.23993 | 0.23993 | 0.67356 | 1 | 1 | 1 | 0.83042 | 0.70581 | 0.34377 | 9.6324 | 18 | 173.3827 | 1
AZ | petroleum | Winter Peak | 9.27e-07 | 9.27e-07 | 9.27e-07 | 9.27e-07 | 9.27e-07 | 9.27e-07 | 9.27e-07 | 9.27e-07 | 9.27e-07 | 9.27e-07 | 9.27e-07 | 9.27e-07 | 9.27e-07 | 9.27e-07 | 9.27e-07 | 9.27e-07 | 9.27e-07 | 9.27e-07 | 9.27e-07 | 9.27e-07 | 9.27e-07 | 9.27e-07 | 9.27e-07 | 9.27e-07 | 2.2248e-05 | 32 | 0.00071194 | 9.27e-07
AZ | pumped hydro | Winter | 0.14818 | 0.096359 | 0.055302 | 0.058468 | 0.095238 | 0.17083 | 0.075738 | 0 | 0 | 0 | 0 | 0 | 0 | 0 | 0 | 0 | 0.012271 | 0.24607 | 0.74853 | 0.7774 | 0.75788 | 0.72689 | 0.61672 | 0.30945 | 4.8953 | 118 | 577.6486 | 0.7774
AZ | pumped hydro | Spring | 0.03425 | 0.019357 | 0.0098298 | 0.0098298 | 0.015939 | 0.032384 | 0.092426 | 0.031482 | 0 | 0 | 0 | 0 | 0 | 0 | 0 | 0 | 0.0098298 | 0.29753 | 0.3984 | 0.36485 | 0.36717 | 0.31315 | 0.26605 | 0.10774 | 2.3702 | 84 | 199.098 | 0.3984
AZ | pumped hydro | Summer | 0 | 0 | 0 | 0 | 0 | 0 | 0.02589 | 0 | 0 | 0 | 0 | 0 | 0 | 0 | 0 | 0 | 0.027524 | 0.33155 | 0.40344 | 0.48786 | 0.42312 | 0.38533 | 0.18017 | 0.092988 | 2.3579 | 30 | 70.7356 | 0.48786
AZ | pumped hydro | Fall | 0.061544 | 0.038902 | 0.019897 | 0 | 0.01368 | 0.0099483 | 0 | 0 | 0 | 0 | 0 | 0 | 0 | 0 | 0 | 0 | 0.0086281 | 0.16786 | 0.60215 | 0.75794 | 0.74367 | 0.69236 | 0.4361 | 0.13915 | 3.6918 | 83 | 306.4221 | 0.75794
AZ | pumped hydro | Summer Peak | 0.001464 | 0 | 0 | 0 | 0 | 0 | 0 | 0 | 0 | 0 | 0 | 0 | 0 | 0 | 0 | 0 | 0 | 0.063826 | 0.44442 | 0.74814 | 0.63333 | 0.60384 | 0.54138 | 0.11406 | 3.1505 | 18 | 56.7083 | 0.74814
AZ | pumped hydro | Winter Peak | 0.0060391 | 0 | 0 | 0 | 0 | 0.025803 | 0.15151 | 0 | 0 | 0 | 0 | 0 | 0 | 0 | 0 | 0 | 0.071342 | 0.49821 | 0.6724 | 0.7055 | 0.64508 | 0.6185 | 0.51104 | 0.17219 | 4.0776 | 32 | 130.4836 | 0.7055
AZ | smr | Winter | 0.91712 | 0.91712 | 0.91712 | 0.91712 | 0.91712 | 0.91712 | 0.91712 | 0.91712 | 0.91712 | 0.91712 | 0.91712 | 0.91712 | 0.91712 | 0.91712 | 0.91712 | 0.91712 | 0.91712 | 0.91712 | 0.91712 | 0.91712 | 0.91712 | 0.91712 | 0.91712 | 0.91712 | 22.011 | 118 | 2597.2935 | 0.91712
AZ | smr | Spring | 0.91712 | 0.91712 | 0.91712 | 0.91712 | 0.91712 | 0.91712 | 0.91712 | 0.91712 | 0.91712 | 0.91712 | 0.91712 | 0.91712 | 0.91712 | 0.91712 | 0.91712 | 0.91712 | 0.91712 | 0.91712 | 0.91712 | 0.91712 | 0.91712 | 0.91712 | 0.91712 | 0.91712 | 22.011 | 84 | 1848.9208 | 0.91712
AZ | smr | Summer | 0.91712 | 0.91712 | 0.91712 | 0.91712 | 0.91712 | 0.91712 | 0.91712 | 0.91712 | 0.91712 | 0.91712 | 0.91712 | 0.91712 | 0.91712 | 0.91712 | 0.91712 | 0.91712 | 0.91712 | 0.91712 | 0.91712 | 0.91712 | 0.91712 | 0.91712 | 0.91712 | 0.91712 | 22.011 | 30 | 660.3289 | 0.91712
AZ | smr | Fall | 0.91712 | 0.91712 | 0.91712 | 0.91712 | 0.91712 | 0.91712 | 0.91712 | 0.91712 | 0.91712 | 0.91712 | 0.91712 | 0.91712 | 0.91712 | 0.91712 | 0.91712 | 0.91712 | 0.91712 | 0.91712 | 0.91712 | 0.91712 | 0.91712 | 0.91712 | 0.91712 | 0.91712 | 22.011 | 83 | 1826.9098 | 0.91712
AZ | smr | Summer Peak | 0.91712 | 0.91712 | 0.91712 | 0.91712 | 0.91712 | 0.91712 | 0.91712 | 0.91712 | 0.91712 | 0.91712 | 0.91712 | 0.91712 | 0.91712 | 0.91712 | 0.91712 | 0.91712 | 0.91712 | 0.91712 | 0.91712 | 0.91712 | 0.91712 | 0.91712 | 0.91712 | 0.91712 | 22.011 | 18 | 396.1973 | 0.91712
AZ | smr | Winter Peak | 0.91712 | 0.91712 | 0.91712 | 0.91712 | 0.91712 | 0.91712 | 0.91712 | 0.91712 | 0.91712 | 0.91712 | 0.91712 | 0.91712 | 0.91712 | 0.91712 | 0.91712 | 0.91712 | 0.91712 | 0.91712 | 0.91712 | 0.91712 | 0.91712 | 0.91712 | 0.91712 | 0.91712 | 22.011 | 32 | 704.3508 | 0.91712
AZ | solar pv dist | Winter | 0 | 0 | 0 | 0 | 0 | 0.00050686 | 0.22173 | 0.41982 | 0.48767 | 0.50353 | 0.49921 | 0.49179 | 0.49385 | 0.59282 | 0.5873 | 0.54567 | 0.40425 | 0.16831 | 0.013542 | 0 | 0 | 0 | 0 | 0 | 5.43 | 118 | 640.7402 | 0.59282
AZ | solar pv dist | Spring | 0 | 0 | 0 | 0 | 0 | 1.4033e-05 | 0.020111 | 0.18855 | 0.39022 | 0.4381 | 0.42854 | 0.41001 | 0.41231 | 0.52476 | 0.51273 | 0.4049 | 0.14168 | 0.017354 | 0.00033459 | 0 | 0 | 0 | 0 | 0 | 3.8896 | 84 | 326.7278 | 0.52476
AZ | solar pv dist | Summer | 0 | 0 | 0 | 0 | 0 | 6.2042e-05 | 0.040603 | 0.10997 | 0.24234 | 0.32402 | 0.3534 | 0.34813 | 0.32111 | 0.37038 | 0.34873 | 0.24832 | 0.12789 | 0.02898 | 0.0039128 | 0 | 0 | 0 | 0 | 0 | 2.8679 | 30 | 86.0357 | 0.37038
AZ | solar pv dist | Fall | 0 | 0 | 0 | 0 | 0 | 0.00062566 | 0.25372 | 0.40811 | 0.45732 | 0.47013 | 0.468 | 0.46843 | 0.46437 | 0.55594 | 0.54869 | 0.5116 | 0.40241 | 0.18315 | 0.031159 | 0 | 0 | 0 | 0 | 0 | 5.2237 | 83 | 433.5637 | 0.55594
AZ | solar pv dist | Summer Peak | 0 | 0 | 0 | 0 | 0 | 0.00044464 | 0.19755 | 0.34656 | 0.40504 | 0.41112 | 0.40425 | 0.38521 | 0.38322 | 0.46086 | 0.43274 | 0.42321 | 0.34548 | 0.1374 | 0.019485 | 0 | 0 | 0 | 0 | 0 | 4.3526 | 18 | 78.3462 | 0.46086
AZ | solar pv dist | Winter Peak | 0 | 0 | 0 | 0 | 0 | 0 | 0.036103 | 0.28546 | 0.47622 | 0.49368 | 0.48636 | 0.47251 | 0.47373 | 0.5953 | 0.58976 | 0.50397 | 0.22053 | 0.082286 | 0 | 0 | 0 | 0 | 0 | 0 | 4.7159 | 32 | 150.9089 | 0.5953
AZ | solar pv | Winter | 0 | 0 | 0 | 0 | 4.1361e-07 | 0.02283 | 0.22721 | 0.5518 | 0.67738 | 0.69913 | 0.69716 | 0.69441 | 0.6928 | 0.69191 | 0.69008 | 0.67243 | 0.56985 | 0.27533 | 0.034651 | 0 | 0 | 0 | 0 | 0 | 7.197 | 118 | 849.2408 | 0.69913
AZ | solar pv | Spring | 0 | 0 | 0 | 0 | 0 | 0.00033356 | 0.0068398 | 0.1242 | 0.43781 | 0.54578 | 0.53933 | 0.51847 | 0.5103 | 0.52811 | 0.53684 | 0.47068 | 0.19313 | 0.015959 | 0.00058784 | 0 | 0 | 0 | 0 | 0 | 4.4284 | 84 | 371.9826 | 0.54578
AZ | solar pv | Summer | 0 | 0 | 0 | 0 | 0 | 0.0014404 | 0.038417 | 0.12489 | 0.26614 | 0.36863 | 0.41269 | 0.43464 | 0.41368 | 0.39116 | 0.3724 | 0.32141 | 0.19442 | 0.054518 | 0.0074746 | 0 | 0 | 0 | 0 | 0 | 3.4019 | 30 | 102.0574 | 0.43464
AZ | solar pv | Fall | 0 | 0 | 0 | 0 | 1.0691e-06 | 0.043024 | 0.31389 | 0.59046 | 0.67202 | 0.69398 | 0.69417 | 0.69443 | 0.68689 | 0.68422 | 0.67873 | 0.65737 | 0.57065 | 0.36218 | 0.093106 | 0 | 0 | 0 | 0 | 0 | 7.4351 | 83 | 617.1157 | 0.69443
AZ | solar pv | Summer Peak | 0 | 0 | 0 | 0 | 0 | 0.010546 | 0.21771 | 0.43834 | 0.52286 | 0.55496 | 0.57468 | 0.57868 | 0.574 | 0.55606 | 0.51871 | 0.48215 | 0.40692 | 0.25904 | 0.051139 | 0 | 0 | 0 | 0 | 0 | 5.7458 | 18 | 103.4238 | 0.57868
AZ | solar pv | Winter Peak | 0 | 0 | 0 | 0 | 0 | 0 | 0.00035648 | 0.22792 | 0.58833 | 0.64496 | 0.62462 | 0.6044 | 0.59922 | 0.61344 | 0.61848 | 0.57163 | 0.29634 | 0.027038 | 0 | 0 | 0 | 0 | 0 | 0 | 5.4167 | 32 | 173.3358 | 0.64496
AZ | solar thermal | Winter | 0 | 0 | 0 | 0 | 0 | 0.017421 | 0.25997 | 0.68927 | 0.88647 | 0.93719 | 0.92607 | 0.91724 | 0.91326 | 0.9169 | 0.91686 | 0.87869 | 0.72373 | 0.33723 | 0.035157 | 0 | 0 | 0 | 0 | 0 | 9.3555 | 118 | 1103.9468 | 0.93719
AZ | solar thermal | Spring | 0 | 0 | 0 | 0 | 0 | 0 | 0.0086764 | 0.15845 | 0.55669 | 0.69053 | 0.68342 | 0.65574 | 0.65249 | 0.68363 | 0.68914 | 0.6163 | 0.26964 | 0.023722 | 0.00050778 | 0 | 0 | 0 | 0 | 0 | 5.689 | 84 | 477.8724 | 0.69053
AZ | solar thermal | Summer | 0 | 0 | 0 | 0 | 0 | 0.00030908 | 0.02842 | 0.11492 | 0.30233 | 0.45271 | 0.53653 | 0.5795 | 0.54885 | 0.52459 | 0.51666 | 0.43573 | 0.2555 | 0.071413 | 0.010911 | 0 | 0 | 0 | 0 | 0 | 4.3784 | 30 | 131.3512 | 0.5795
AZ | solar thermal | Fall | 0 | 0 | 0 | 0 | 0 | 0.035084 | 0.35263 | 0.71457 | 0.84759 | 0.8826 | 0.87677 | 0.87825 | 0.87582 | 0.87732 | 0.86675 | 0.83011 | 0.70411 | 0.4305 | 0.10056 | 0 | 0 | 0 | 0 | 0 | 9.2727 | 83 | 769.6319 | 0.8826
AZ | solar thermal | Summer Peak | 0 | 0 | 0 | 0 | 0 | 0.0023696 | 0.24662 | 0.53018 | 0.63923 | 0.67156 | 0.69306 | 0.7086 | 0.72258 | 0.69953 | 0.6627 | 0.61955 | 0.53407 | 0.37311 | 0.073767 | 0 | 0 | 0 | 0 | 0 | 7.1769 | 18 | 129.1847 | 0.72258
AZ | solar thermal | Winter Peak | 0 | 0 | 0 | 0 | 0 | 0 | 0 | 0.28465 | 0.73971 | 0.8206 | 0.78984 | 0.76327 | 0.75849 | 0.77723 | 0.78593 | 0.72741 | 0.39293 | 0.038727 | 0 | 0 | 0 | 0 | 0 | 0 | 6.8788 | 32 | 220.121 | 0.8206
AZ | natural gas steam turbine | Winter | 0.3068 | 0.3068 | 0.3068 | 0.3068 | 0.3068 | 0.3068 | 0.3068 | 0.3068 | 0.3068 | 0.3068 | 0.3068 | 0.3068 | 0.3068 | 0.3068 | 0.3068 | 0.3068 | 0.3068 | 0.3068 | 0.3068 | 0.3068 | 0.3068 | 0.3068 | 0.3068 | 0.3068 | 7.3632 | 118 | 868.8576 | 0.3068
AZ | natural gas steam turbine | Spring | 0.3068 | 0.3068 | 0.3068 | 0.3068 | 0.3068 | 0.3068 | 0.3068 | 0.3068 | 0.3068 | 0.3068 | 0.3068 | 0.3068 | 0.3068 | 0.3068 | 0.3068 | 0.3068 | 0.3068 | 0.3068 | 0.3068 | 0.3068 | 0.3068 | 0.3068 | 0.3068 | 0.3068 | 7.3632 | 84 | 618.5088 | 0.3068
AZ | natural gas steam turbine | Summer | 0.3068 | 0.3068 | 0.3068 | 0.3068 | 0.3068 | 0.3068 | 0.3068 | 0.3068 | 0.3068 | 0.3068 | 0.3068 | 0.3068 | 0.3068 | 0.3068 | 0.3068 | 0.3068 | 0.3068 | 0.3068 | 0.3068 | 0.3068 | 0.3068 | 0.3068 | 0.3068 | 0.3068 | 7.3632 | 30 | 220.896 | 0.3068
AZ | natural gas steam turbine | Fall | 0.3068 | 0.3068 | 0.3068 | 0.3068 | 0.3068 | 0.3068 | 0.3068 | 0.3068 | 0.3068 | 0.3068 | 0.3068 | 0.3068 | 0.3068 | 0.3068 | 0.3068 | 0.3068 | 0.3068 | 0.3068 | 0.3068 | 0.3068 | 0.3068 | 0.3068 | 0.3068 | 0.3068 | 7.3632 | 83 | 611.1456 | 0.3068
AZ | natural gas steam turbine | Summer Peak | 0.3068 | 0.3068 | 0.3068 | 0.3068 | 0.3068 | 0.3068 | 0.3068 | 0.3068 | 0.3068 | 0.3068 | 0.3068 | 0.3068 | 0.3068 | 0.3068 | 0.3068 | 0.3068 | 0.3068 | 0.3068 | 0.3068 | 0.3068 | 0.3068 | 0.3068 | 0.3068 | 0.3068 | 7.3632 | 18 | 132.5376 | 0.3068
AZ | natural gas steam turbine | Winter Peak | 0.3068 | 0.3068 | 0.3068 | 0.3068 | 0.3068 | 0.3068 | 0.3068 | 0.3068 | 0.3068 | 0.3068 | 0.3068 | 0.3068 | 0.3068 | 0.3068 | 0.3068 | 0.3068 | 0.3068 | 0.3068 | 0.3068 | 0.3068 | 0.3068 | 0.3068 | 0.3068 | 0.3068 | 7.3632 | 32 | 235.6224 | 0.3068
CA | biomass ccs | Winter | 0.8 | 0.8 | 0.8 | 0.8 | 0.8 | 0.8 | 0.8 | 0.8 | 0.8 | 0.8 | 0.8 | 0.8 | 0.8 | 0.8 | 0.8 | 0.8 | 0.8 | 0.8 | 0.8 | 0.8 | 0.8 | 0.8 | 0.8 | 0.8 | 19.2 | 118 | 2265.6 | 0.8
CA | biomass ccs | Spring | 0.8 | 0.8 | 0.8 | 0.8 | 0.8 | 0.8 | 0.8 | 0.8 | 0.8 | 0.8 | 0.8 | 0.8 | 0.8 | 0.8 | 0.8 | 0.8 | 0.8 | 0.8 | 0.8 | 0.8 | 0.8 | 0.8 | 0.8 | 0.8 | 19.2 | 82 | 1574.4 | 0.8
CA | biomass ccs | Summer | 0.8 | 0.8 | 0.8 | 0.8 | 0.8 | 0.8 | 0.8 | 0.8 | 0.8 | 0.8 | 0.8 | 0.8 | 0.8 | 0.8 | 0.8 | 0.8 | 0.8 | 0.8 | 0.8 | 0.8 | 0.8 | 0.8 | 0.8 | 0.8 | 19.2 | 96 | 1843.2 | 0.8
CA | biomass ccs | Fall | 0.8 | 0.8 | 0.8 | 0.8 | 0.8 | 0.8 | 0.8 | 0.8 | 0.8 | 0.8 | 0.8 | 0.8 | 0.8 | 0.8 | 0.8 | 0.8 | 0.8 | 0.8 | 0.8 | 0.8 | 0.8 | 0.8 | 0.8 | 0.8 | 19.2 | 35 | 672 | 0.8
CA | biomass ccs | Summer Peak | 0.8 | 0.8 | 0.8 | 0.8 | 0.8 | 0.8 | 0.8 | 0.8 | 0.8 | 0.8 | 0.8 | 0.8 | 0.8 | 0.8 | 0.8 | 0.8 | 0.8 | 0.8 | 0.8 | 0.8 | 0.8 | 0.8 | 0.8 | 0.8 | 19.2 | 18 | 345.6 | 0.8
CA | biomass ccs | Winter Peak | 0.8 | 0.8 | 0.8 | 0.8 | 0.8 | 0.8 | 0.8 | 0.8 | 0.8 | 0.8 | 0.8 | 0.8 | 0.8 | 0.8 | 0.8 | 0.8 | 0.8 | 0.8 | 0.8 | 0.8 | 0.8 | 0.8 | 0.8 | 0.8 | 19.2 | 16 | 307.2 | 0.8
CA | biomass | Winter | 0.62236 | 0.62236 | 0.62236 | 0.62236 | 0.62236 | 0.62035 | 0.59678 | 0.58839 | 0.58431 | 0.58424 | 0.58424 | 0.58424 | 0.58448 | 0.58823 | 0.59048 | 0.60625 | 0.62221 | 0.62236 | 0.62236 | 0.62236 | 0.62236 | 0.62236 | 0.62236 | 0.62236 | 14.6026 | 118 | 1723.1035 | 0.62236
CA | biomass | Spring | 0.62236 | 0.62236 | 0.62236 | 0.62236 | 0.62236 | 0.62225 | 0.62179 | 0.61417 | 0.61369 | 0.61369 | 0.61369 | 0.61369 | 0.61369 | 0.6138 | 0.61404 | 0.61717 | 0.62236 | 0.62236 | 0.62236 | 0.62236 | 0.62236 | 0.62236 | 0.62236 | 0.62236 | 14.8624 | 82 | 1218.7161 | 0.62236
CA | biomass | Summer | 0.62236 | 0.62236 | 0.62236 | 0.62236 | 0.62236 | 0.61726 | 0.61009 | 0.60521 | 0.60521 | 0.60521 | 0.60521 | 0.60521 | 0.60727 | 0.60944 | 0.61496 | 0.6198 | 0.62197 | 0.62236 | 0.62236 | 0.62236 | 0.62236 | 0.62236 | 0.62236 | 0.62236 | 14.7952 | 96 | 1420.3389 | 0.62236
CA | biomass | Fall | 0.62236 | 0.62236 | 0.62236 | 0.62236 | 0.62236 | 0.62236 | 0.62236 | 0.62236 | 0.62236 | 0.62236 | 0.62236 | 0.62236 | 0.62236 | 0.62236 | 0.62236 | 0.62236 | 0.62236 | 0.62236 | 0.62236 | 0.62236 | 0.62236 | 0.62236 | 0.62236 | 0.62236 | 14.9367 | 35 | 522.7861 | 0.62236
CA | biomass | Summer Peak | 0.62236 | 0.62236 | 0.62236 | 0.62236 | 0.62236 | 0.62236 | 0.62127 | 0.62127 | 0.62127 | 0.62127 | 0.62127 | 0.62127 | 0.62127 | 0.62236 | 0.62236 | 0.62236 | 0.62236 | 0.62236 | 0.62236 | 0.62236 | 0.62236 | 0.62236 | 0.62236 | 0.62236 | 14.9291 | 18 | 268.7236 | 0.62236
CA | biomass | Winter Peak | 0.62236 | 0.62236 | 0.62236 | 0.62236 | 0.62236 | 0.62236 | 0.62236 | 0.62236 | 0.62236 | 0.62236 | 0.62236 | 0.62236 | 0.62236 | 0.62236 | 0.62236 | 0.62236 | 0.62236 | 0.62236 | 0.62236 | 0.62236 | 0.62236 | 0.62236 | 0.62236 | 0.62236 | 14.9367 | 16 | 238.9879 | 0.62236
CA | natural gas combined cycle ccs | Winter | 0.8 | 0.8 | 0.8 | 0.8 | 0.8 | 0.8 | 0.8 | 0.8 | 0.8 | 0.8 | 0.8 | 0.8 | 0.8 | 0.8 | 0.8 | 0.8 | 0.8 | 0.8 | 0.8 | 0.8 | 0.8 | 0.8 | 0.8 | 0.8 | 19.2 | 118 | 2265.6 | 0.8
CA | natural gas combined cycle ccs | Spring | 0.8 | 0.8 | 0.8 | 0.8 | 0.8 | 0.8 | 0.8 | 0.8 | 0.8 | 0.8 | 0.8 | 0.8 | 0.8 | 0.8 | 0.8 | 0.8 | 0.8 | 0.8 | 0.8 | 0.8 | 0.8 | 0.8 | 0.8 | 0.8 | 19.2 | 82 | 1574.4 | 0.8
CA | natural gas combined cycle ccs | Summer | 0.8 | 0.8 | 0.8 | 0.8 | 0.8 | 0.8 | 0.8 | 0.8 | 0.8 | 0.8 | 0.8 | 0.8 | 0.8 | 0.8 | 0.8 | 0.8 | 0.8 | 0.8 | 0.8 | 0.8 | 0.8 | 0.8 | 0.8 | 0.8 | 19.2 | 96 | 1843.2 | 0.8
CA | natural gas combined cycle ccs | Fall | 0.8 | 0.8 | 0.8 | 0.8 | 0.8 | 0.8 | 0.8 | 0.8 | 0.8 | 0.8 | 0.8 | 0.8 | 0.8 | 0.8 | 0.8 | 0.8 | 0.8 | 0.8 | 0.8 | 0.8 | 0.8 | 0.8 | 0.8 | 0.8 | 19.2 | 35 | 672 | 0.8
CA | natural gas combined cycle ccs | Summer Peak | 0.8 | 0.8 | 0.8 | 0.8 | 0.8 | 0.8 | 0.8 | 0.8 | 0.8 | 0.8 | 0.8 | 0.8 | 0.8 | 0.8 | 0.8 | 0.8 | 0.8 | 0.8 | 0.8 | 0.8 | 0.8 | 0.8 | 0.8 | 0.8 | 19.2 | 18 | 345.6 | 0.8
CA | natural gas combined cycle ccs | Winter Peak | 0.8 | 0.8 | 0.8 | 0.8 | 0.8 | 0.8 | 0.8 | 0.8 | 0.8 | 0.8 | 0.8 | 0.8 | 0.8 | 0.8 | 0.8 | 0.8 | 0.8 | 0.8 | 0.8 | 0.8 | 0.8 | 0.8 | 0.8 | 0.8 | 19.2 | 16 | 307.2 | 0.8
CA | natural gas combined cycle | Winter | 0.41932 | 0.41647 | 0.4155 | 0.41571 | 0.4144 | 0.35677 | 0.27997 | 0.24215 | 0.23662 | 0.23806 | 0.24085 | 0.24123 | 0.24266 | 0.2398 | 0.24625 | 0.28959 | 0.39096 | 0.43157 | 0.44154 | 0.43801 | 0.4338 | 0.42616 | 0.41886 | 0.41309 | 8.3293 | 118 | 982.8627 | 0.44154
CA | natural gas combined cycle | Spring | 0.4076 | 0.40622 | 0.40409 | 0.40532 | 0.40865 | 0.40507 | 0.34878 | 0.26509 | 0.23944 | 0.24046 | 0.24229 | 0.24344 | 0.24459 | 0.23983 | 0.24864 | 0.35384 | 0.42455 | 0.43455 | 0.43474 | 0.43026 | 0.42586 | 0.42219 | 0.41691 | 0.4125 | 8.5049 | 82 | 697.4025 | 0.43474
CA | natural gas combined cycle | Summer | 0.48696 | 0.47902 | 0.47428 | 0.47264 | 0.47641 | 0.39768 | 0.31215 | 0.29714 | 0.29954 | 0.3113 | 0.32595 | 0.33144 | 0.34092 | 0.34645 | 0.36604 | 0.43217 | 0.49973 | 0.54409 | 0.57395 | 0.5618 | 0.55111 | 0.5458 | 0.52243 | 0.50617 | 10.4552 | 96 | 1003.6981 | 0.57395
CA | natural gas combined cycle | Fall | 0.36401 | 0.35747 | 0.35402 | 0.35534 | 0.36364 | 0.36781 | 0.35645 | 0.29256 | 0.26398 | 0.26122 | 0.26236 | 0.264 | 0.26845 | 0.27051 | 0.28712 | 0.37122 | 0.3963 | 0.39789 | 0.3982 | 0.39439 | 0.3928 | 0.38505 | 0.37654 | 0.36635 | 8.1677 | 35 | 285.8687 | 0.3982
CA | natural gas combined cycle | Summer Peak | 0.55621 | 0.55389 | 0.54703 | 0.54524 | 0.54396 | 0.4617 | 0.36101 | 0.35969 | 0.37311 | 0.40167 | 0.42828 | 0.4404 | 0.46825 | 0.48461 | 0.5113 | 0.55325 | 0.63485 | 0.67792 | 0.70037 | 0.67385 | 0.65924 | 0.6487 | 0.60799 | 0.57944 | 12.772 | 18 | 229.8956 | 0.70037
CA | natural gas combined cycle | Winter Peak | 0.32188 | 0.31947 | 0.3193 | 0.32027 | 0.32617 | 0.33258 | 0.32977 | 0.23143 | 0.19732 | 0.198 | 0.19808 | 0.19808 | 0.19808 | 0.18944 | 0.21346 | 0.3348 | 0.35468 | 0.36257 | 0.36394 | 0.35876 | 0.35639 | 0.3594 | 0.35246 | 0.34516 | 7.0815 | 16 | 113.3043 | 0.36394
CA | crude oil | Winter | 0.0399 | 0.0399 | 0.0399 | 0.0399 | 0.0399 | 0.0399 | 0.0399 | 0.0399 | 0.0399 | 0.0399 | 0.0399 | 0.0399 | 0.0399 | 0.0399 | 0.0399 | 0.0399 | 0.0399 | 0.0399 | 0.0399 | 0.0399 | 0.0399 | 0.0399 | 0.0399 | 0.0399 | 0.9576 | 118 | 112.9968 | 0.0399
CA | crude oil | Spring | 0.0399 | 0.0399 | 0.0399 | 0.0399 | 0.0399 | 0.0399 | 0.0399 | 0.0399 | 0.0399 | 0.0399 | 0.0399 | 0.0399 | 0.0399 | 0.0399 | 0.0399 | 0.0399 | 0.0399 | 0.0399 | 0.0399 | 0.0399 | 0.0399 | 0.0399 | 0.0399 | 0.0399 | 0.9576 | 82 | 78.5232 | 0.0399
CA | crude oil | Summer | 0.0399 | 0.0399 | 0.0399 | 0.0399 | 0.0399 | 0.0399 | 0.0399 | 0.0399 | 0.0399 | 0.0399 | 0.0399 | 0.0399 | 0.0399 | 0.0399 | 0.0399 | 0.0399 | 0.0399 | 0.0399 | 0.0399 | 0.0399 | 0.0399 | 0.0399 | 0.0399 | 0.0399 | 0.9576 | 96 | 91.9296 | 0.0399
CA | crude oil | Fall | 0.0399 | 0.0399 | 0.0399 | 0.0399 | 0.0399 | 0.0399 | 0.0399 | 0.0399 | 0.0399 | 0.0399 | 0.0399 | 0.0399 | 0.0399 | 0.0399 | 0.0399 | 0.0399 | 0.0399 | 0.0399 | 0.0399 | 0.0399 | 0.0399 | 0.0399 | 0.0399 | 0.0399 | 0.9576 | 35 | 33.516 | 0.0399
CA | crude oil | Summer Peak | 0.0399 | 0.0399 | 0.0399 | 0.0399 | 0.0399 | 0.0399 | 0.0399 | 0.0399 | 0.0399 | 0.0399 | 0.0399 | 0.0399 | 0.0399 | 0.0399 | 0.0399 | 0.0399 | 0.0399 | 0.0399 | 0.0399 | 0.0399 | 0.0399 | 0.0399 | 0.0399 | 0.0399 | 0.9576 | 18 | 17.2368 | 0.0399
CA | crude oil | Winter Peak | 0.0399 | 0.0399 | 0.0399 | 0.0399 | 0.0399 | 0.0399 | 0.0399 | 0.0399 | 0.0399 | 0.0399 | 0.0399 | 0.0399 | 0.0399 | 0.0399 | 0.0399 | 0.0399 | 0.0399 | 0.0399 | 0.0399 | 0.0399 | 0.0399 | 0.0399 | 0.0399 | 0.0399 | 0.9576 | 16 | 15.3216 | 0.0399
CA | geothermal | Winter | 0.651 | 0.651 | 0.651 | 0.651 | 0.651 | 0.651 | 0.651 | 0.651 | 0.651 | 0.651 | 0.651 | 0.651 | 0.651 | 0.651 | 0.651 | 0.651 | 0.651 | 0.651 | 0.651 | 0.651 | 0.651 | 0.651 | 0.651 | 0.651 | 15.624 | 118 | 1843.632 | 0.651
CA | geothermal | Spring | 0.651 | 0.651 | 0.651 | 0.651 | 0.651 | 0.651 | 0.651 | 0.651 | 0.651 | 0.651 | 0.651 | 0.651 | 0.651 | 0.651 | 0.651 | 0.651 | 0.651 | 0.651 | 0.651 | 0.651 | 0.651 | 0.651 | 0.651 | 0.651 | 15.624 | 82 | 1281.168 | 0.651
CA | geothermal | Summer | 0.651 | 0.651 | 0.651 | 0.651 | 0.651 | 0.651 | 0.651 | 0.651 | 0.651 | 0.651 | 0.651 | 0.651 | 0.651 | 0.651 | 0.651 | 0.651 | 0.651 | 0.651 | 0.651 | 0.651 | 0.651 | 0.651 | 0.651 | 0.651 | 15.624 | 96 | 1499.904 | 0.651
CA | geothermal | Fall | 0.651 | 0.651 | 0.651 | 0.651 | 0.651 | 0.651 | 0.651 | 0.651 | 0.651 | 0.651 | 0.651 | 0.651 | 0.651 | 0.651 | 0.651 | 0.651 | 0.651 | 0.651 | 0.651 | 0.651 | 0.651 | 0.651 | 0.651 | 0.651 | 15.624 | 35 | 546.84 | 0.651
CA | geothermal | Summer Peak | 0.651 | 0.651 | 0.651 | 0.651 | 0.651 | 0.651 | 0.651 | 0.651 | 0.651 | 0.651 | 0.651 | 0.651 | 0.651 | 0.651 | 0.651 | 0.651 | 0.651 | 0.651 | 0.651 | 0.651 | 0.651 | 0.651 | 0.651 | 0.651 | 15.624 | 18 | 281.232 | 0.651
CA | geothermal | Winter Peak | 0.651 | 0.651 | 0.651 | 0.651 | 0.651 | 0.651 | 0.651 | 0.651 | 0.651 | 0.651 | 0.651 | 0.651 | 0.651 | 0.651 | 0.651 | 0.651 | 0.651 | 0.651 | 0.651 | 0.651 | 0.651 | 0.651 | 0.651 | 0.651 | 15.624 | 16 | 249.984 | 0.651
CA | hard coal ccs | Winter | 0.8 | 0.8 | 0.8 | 0.8 | 0.8 | 0.8 | 0.8 | 0.8 | 0.8 | 0.8 | 0.8 | 0.8 | 0.8 | 0.8 | 0.8 | 0.8 | 0.8 | 0.8 | 0.8 | 0.8 | 0.8 | 0.8 | 0.8 | 0.8 | 19.2 | 118 | 2265.6 | 0.8
CA | hard coal ccs | Spring | 0.8 | 0.8 | 0.8 | 0.8 | 0.8 | 0.8 | 0.8 | 0.8 | 0.8 | 0.8 | 0.8 | 0.8 | 0.8 | 0.8 | 0.8 | 0.8 | 0.8 | 0.8 | 0.8 | 0.8 | 0.8 | 0.8 | 0.8 | 0.8 | 19.2 | 82 | 1574.4 | 0.8
CA | hard coal ccs | Summer | 0.8 | 0.8 | 0.8 | 0.8 | 0.8 | 0.8 | 0.8 | 0.8 | 0.8 | 0.8 | 0.8 | 0.8 | 0.8 | 0.8 | 0.8 | 0.8 | 0.8 | 0.8 | 0.8 | 0.8 | 0.8 | 0.8 | 0.8 | 0.8 | 19.2 | 96 | 1843.2 | 0.8
CA | hard coal ccs | Fall | 0.8 | 0.8 | 0.8 | 0.8 | 0.8 | 0.8 | 0.8 | 0.8 | 0.8 | 0.8 | 0.8 | 0.8 | 0.8 | 0.8 | 0.8 | 0.8 | 0.8 | 0.8 | 0.8 | 0.8 | 0.8 | 0.8 | 0.8 | 0.8 | 19.2 | 35 | 672 | 0.8
CA | hard coal ccs | Summer Peak | 0.8 | 0.8 | 0.8 | 0.8 | 0.8 | 0.8 | 0.8 | 0.8 | 0.8 | 0.8 | 0.8 | 0.8 | 0.8 | 0.8 | 0.8 | 0.8 | 0.8 | 0.8 | 0.8 | 0.8 | 0.8 | 0.8 | 0.8 | 0.8 | 19.2 | 18 | 345.6 | 0.8
CA | hard coal ccs | Winter Peak | 0.8 | 0.8 | 0.8 | 0.8 | 0.8 | 0.8 | 0.8 | 0.8 | 0.8 | 0.8 | 0.8 | 0.8 | 0.8 | 0.8 | 0.8 | 0.8 | 0.8 | 0.8 | 0.8 | 0.8 | 0.8 | 0.8 | 0.8 | 0.8 | 19.2 | 16 | 307.2 | 0.8
CA | hard coal | Winter | 0.39149 | 0.37397 | 0.36978 | 0.37079 | 0.38536 | 0.42789 | 0.4816 | 0.49166 | 0.45714 | 0.43172 | 0.42181 | 0.41771 | 0.41031 | 0.39647 | 0.38906 | 0.40315 | 0.46364 | 0.53086 | 0.55565 | 0.55775 | 0.55132 | 0.52714 | 0.47811 | 0.42723 | 10.7116 | 118 | 1263.971 | 0.55775
CA | hard coal | Spring | 0.20744 | 0.19488 | 0.19139 | 0.19209 | 0.19717 | 0.21549 | 0.23092 | 0.22775 | 0.22208 | 0.22128 | 0.23083 | 0.24275 | 0.25318 | 0.25884 | 0.26594 | 0.27429 | 0.29933 | 0.34253 | 0.36304 | 0.37926 | 0.37839 | 0.36226 | 0.30053 | 0.239 | 6.2907 | 82 | 515.8335 | 0.37926
CA | hard coal | Summer | 0.49728 | 0.46162 | 0.44097 | 0.43318 | 0.43686 | 0.44782 | 0.44862 | 0.46439 | 0.48883 | 0.51354 | 0.56442 | 0.61717 | 0.65964 | 0.68637 | 0.70203 | 0.71351 | 0.72235 | 0.73103 | 0.74496 | 0.75569 | 0.7513 | 0.7265 | 0.65074 | 0.55872 | 14.2176 | 96 | 1364.8857 | 0.75569
CA | hard coal | Fall | 0.32132 | 0.30775 | 0.30347 | 0.30299 | 0.30751 | 0.33347 | 0.36469 | 0.35458 | 0.35055 | 0.35407 | 0.3649 | 0.38675 | 0.41024 | 0.42714 | 0.43536 | 0.45385 | 0.49734 | 0.52934 | 0.54517 | 0.54495 | 0.53333 | 0.48514 | 0.41226 | 0.34864 | 9.6748 | 35 | 338.6185 | 0.54517
CA | hard coal | Summer Peak | 0.64554 | 0.57222 | 0.52221 | 0.49597 | 0.49303 | 0.4966 | 0.48884 | 0.55035 | 0.60468 | 0.67495 | 0.72719 | 0.76837 | 0.78835 | 0.79942 | 0.80477 | 0.80704 | 0.8089 | 0.8142 | 0.82246 | 0.82581 | 0.83247 | 0.8312 | 0.82172 | 0.75762 | 16.7539 | 18 | 301.5704 | 0.83247
CA | hard coal | Winter Peak | 0.55632 | 0.53747 | 0.52119 | 0.51976 | 0.53947 | 0.58721 | 0.65499 | 0.67363 | 0.59308 | 0.55369 | 0.54358 | 0.53878 | 0.52373 | 0.49367 | 0.47838 | 0.50797 | 0.61652 | 0.62898 | 0.67379 | 0.67327 | 0.67596 | 0.66158 | 0.63759 | 0.59045 | 13.9811 | 16 | 223.6968 | 0.67596
CA | heavy or residual fuel oil | Winter | 0 | 0 | 0 | 0 | 0 | 0 | 0 | 0 | 0 | 0 | 0 | 0 | 0 | 0 | 0 | 0 | 0 | 0.0044634 | 0.0011159 | 0 | 0 | 0 | 0 | 0 | 0.0055793 | 118 | 0.65836 | 0.0044634
CA | heavy or residual fuel oil | Spring | 0 | 0 | 0 | 0 | 0 | 0 | 0 | 0 | 0 | 0 | 0 | 0 | 0 | 0 | 0 | 0 | 0 | 0.0013948 | 0.022103 | 0.0090127 | 0 | 0 | 0 | 0 | 0.03251 | 82 | 2.6658 | 0.022103
CA | heavy or residual fuel oil | Summer | 0 | 0 | 0 | 0 | 0 | 0 | 0 | 0 | 0 | 0 | 0 | 0 | 0 | 0 | 0 | 0 | 0 | 0.95 | 0.95 | 0.15011 | 0 | 0.001475 | 0 | 0 | 2.0516 | 96 | 196.952 | 0.95
CA | heavy or residual fuel oil | Fall | 0 | 0 | 0 | 0 | 0 | 0 | 0 | 0 | 0 | 0 | 0 | 0 | 0 | 0 | 0 | 0 | 0.096283 | 0.87853 | 0.079454 | 0 | 0 | 0 | 0 | 0 | 1.0543 | 35 | 36.8992 | 0.87853
CA | heavy or residual fuel oil | Summer Peak | 0 | 0 | 0 | 0 | 0 | 0 | 0 | 0 | 0 | 0 | 0 | 0 | 0 | 0 | 0 | 0 | 0 | 0 | 0.12832 | 0 | 0 | 0 | 0 | 0 | 0.12832 | 18 | 2.3098 | 0.12832
CA | heavy or residual fuel oil | Winter Peak | 0 | 0 | 0 | 0 | 0 | 0 | 0 | 0 | 0 | 0 | 0 | 0 | 0 | 0 | 0 | 0 | 0 | 0 | 0 | 0 | 0 | 0 | 0 | 0 | 0 | 16 | 0 | 0
CA | hydro | Winter | 0.36687 | 0.33275 | 0.30709 | 0.31392 | 0.32358 | 0.28985 | 0.21378 | 0.19198 | 0.20378 | 0.21702 | 0.22325 | 0.22366 | 0.22325 | 0.2137 | 0.21773 | 0.25261 | 0.34468 | 0.54977 | 0.56672 | 0.55933 | 0.55011 | 0.53599 | 0.50353 | 0.44028 | 8.1652 | 118 | 963.4975 | 0.56672
CA | hydro | Spring | 0.22951 | 0.19998 | 0.20931 | 0.19929 | 0.2158 | 0.23644 | 0.23241 | 0.18072 | 0.18039 | 0.18093 | 0.18089 | 0.18089 | 0.18091 | 0.17985 | 0.1813 | 0.21069 | 0.38621 | 0.47915 | 0.49024 | 0.47551 | 0.43133 | 0.39167 | 0.30356 | 0.25129 | 6.3883 | 82 | 523.8381 | 0.49024
CA | hydro | Summer | 0.40005 | 0.35794 | 0.33118 | 0.33832 | 0.31575 | 0.26139 | 0.19324 | 0.18868 | 0.21371 | 0.23812 | 0.24142 | 0.24486 | 0.24577 | 0.25045 | 0.25893 | 0.31051 | 0.44585 | 0.57512 | 0.57923 | 0.57542 | 0.56941 | 0.54988 | 0.5159 | 0.46879 | 8.6699 | 96 | 832.3114 | 0.57923
CA | hydro | Fall | 0.20961 | 0.19508 | 0.18281 | 0.19234 | 0.19509 | 0.21696 | 0.22561 | 0.19715 | 0.17847 | 0.17954 | 0.17444 | 0.17444 | 0.17871 | 0.18957 | 0.20527 | 0.27226 | 0.38396 | 0.45717 | 0.45368 | 0.43504 | 0.39105 | 0.31697 | 0.25172 | 0.2247 | 6.0817 | 35 | 212.8586 | 0.45717
CA | hydro | Summer Peak | 0.43883 | 0.38039 | 0.38399 | 0.36884 | 0.39377 | 0.30759 | 0.29055 | 0.27749 | 0.29658 | 0.30511 | 0.30511 | 0.30511 | 0.34123 | 0.34914 | 0.42589 | 0.55789 | 0.623 | 0.64988 | 0.64988 | 0.64976 | 0.64372 | 0.64764 | 0.625 | 0.57345 | 10.7898 | 18 | 194.2167 | 0.64988
CA | hydro | Winter Peak | 0.17432 | 0.1597 | 0.1597 | 0.1597 | 0.16494 | 0.16649 | 0.23462 | 0.16171 | 0.1597 | 0.1597 | 0.1597 | 0.1597 | 0.1597 | 0.1597 | 0.1597 | 0.19781 | 0.44476 | 0.47715 | 0.48663 | 0.47257 | 0.4318 | 0.3269 | 0.2183 | 0.2104 | 5.7654 | 16 | 92.2457 | 0.48663
CA | hydrogen combined cycle | Winter | 0.36514 | 0.36322 | 0.3613 | 0.36257 | 0.36779 | 0.37083 | 0.35284 | 0.25922 | 0.22677 | 0.22577 | 0.22544 | 0.22615 | 0.22517 | 0.21868 | 0.23031 | 0.34399 | 0.39005 | 0.39579 | 0.39593 | 0.39138 | 0.38792 | 0.38383 | 0.37976 | 0.37328 | 7.8231 | 118 | 923.1288 | 0.39593
CA | hydrogen combined cycle | Spring | 0.39771 | 0.39786 | 0.39748 | 0.39741 | 0.39688 | 0.33809 | 0.25014 | 0.21953 | 0.21683 | 0.21577 | 0.21641 | 0.21646 | 0.2176 | 0.21788 | 0.21908 | 0.23897 | 0.37002 | 0.41273 | 0.42234 | 0.41968 | 0.417 | 0.41171 | 0.40339 | 0.3986 | 7.8096 | 82 | 640.3865 | 0.42234
CA | hydrogen combined cycle | Summer | 0.46657 | 0.46357 | 0.4608 | 0.45965 | 0.45439 | 0.35159 | 0.30362 | 0.30171 | 0.30686 | 0.31774 | 0.32952 | 0.33551 | 0.34717 | 0.35264 | 0.36717 | 0.398 | 0.45971 | 0.52592 | 0.56681 | 0.54899 | 0.53428 | 0.52517 | 0.49415 | 0.47374 | 10.1453 | 96 | 973.9465 | 0.56681
CA | hydrogen combined cycle | Fall | 0.54888 | 0.53282 | 0.52473 | 0.5235 | 0.53519 | 0.51139 | 0.35783 | 0.31711 | 0.3168 | 0.33182 | 0.35205 | 0.35684 | 0.36872 | 0.3735 | 0.40473 | 0.53225 | 0.58456 | 0.58767 | 0.58478 | 0.58265 | 0.58032 | 0.57504 | 0.56855 | 0.56013 | 11.5118 | 35 | 402.9146 | 0.58767
CA | hydrogen combined cycle | Summer Peak | 0.49402 | 0.50067 | 0.49402 | 0.49821 | 0.49402 | 0.41413 | 0.36796 | 0.36796 | 0.37098 | 0.3903 | 0.39697 | 0.39697 | 0.40442 | 0.40442 | 0.44411 | 0.47773 | 0.56806 | 0.59002 | 0.6957 | 0.64524 | 0.59002 | 0.59002 | 0.56857 | 0.56192 | 11.7264 | 18 | 211.076 | 0.6957
CA | hydrogen combined cycle | Winter Peak | 0.47953 | 0.47953 | 0.47953 | 0.4797 | 0.47953 | 0.47991 | 0.47953 | 0.35917 | 0.31541 | 0.31541 | 0.31541 | 0.31541 | 0.31541 | 0.27817 | 0.27817 | 0.31541 | 0.47953 | 0.47953 | 0.47953 | 0.47953 | 0.47257 | 0.45864 | 0.45864 | 0.45864 | 9.9318 | 16 | 158.9093 | 0.47991
CA | hydrogen ct | Winter | 3.826e-05 | 3.826e-05 | 3.826e-05 | 3.826e-05 | 3.826e-05 | 3.826e-05 | 3.826e-05 | 3.826e-05 | 3.826e-05 | 3.826e-05 | 3.826e-05 | 3.826e-05 | 3.826e-05 | 3.826e-05 | 3.826e-05 | 3.826e-05 | 0.0036263 | 0.16472 | 0.44409 | 0.12872 | 0.045103 | 3.826e-05 | 3.826e-05 | 3.826e-05 | 0.78698 | 118 | 92.8641 | 0.44409
CA | hydrogen ct | Spring | 3.826e-05 | 3.826e-05 | 3.826e-05 | 3.826e-05 | 3.826e-05 | 3.826e-05 | 3.826e-05 | 3.826e-05 | 3.826e-05 | 3.826e-05 | 3.826e-05 | 3.826e-05 | 3.826e-05 | 3.826e-05 | 3.826e-05 | 3.826e-05 | 3.826e-05 | 0.10912 | 0.11435 | 0.081074 | 0.010334 | 3.826e-05 | 3.826e-05 | 3.826e-05 | 0.31564 | 82 | 25.8828 | 0.11435
CA | hydrogen ct | Summer | 3.826e-05 | 3.826e-05 | 3.826e-05 | 3.826e-05 | 3.826e-05 | 3.826e-05 | 3.826e-05 | 3.826e-05 | 3.826e-05 | 3.826e-05 | 3.826e-05 | 3.826e-05 | 3.826e-05 | 3.826e-05 | 3.826e-05 | 3.826e-05 | 0.089125 | 0.80399 | 1 | 0.32523 | 0.050014 | 0.030739 | 3.826e-05 | 3.826e-05 | 2.2998 | 96 | 220.7792 | 1
CA | hydrogen ct | Fall | 3.826e-05 | 3.826e-05 | 3.826e-05 | 3.826e-05 | 3.826e-05 | 3.826e-05 | 3.826e-05 | 3.826e-05 | 3.826e-05 | 3.826e-05 | 3.826e-05 | 3.826e-05 | 3.826e-05 | 3.826e-05 | 3.826e-05 | 3.826e-05 | 0.037297 | 0.34639 | 0.15906 | 3.826e-05 | 3.826e-05 | 3.826e-05 | 3.826e-05 | 3.826e-05 | 0.54356 | 35 | 19.0244 | 0.34639
CA | hydrogen ct | Summer Peak | 3.826e-05 | 3.826e-05 | 3.826e-05 | 3.826e-05 | 3.826e-05 | 3.826e-05 | 3.826e-05 | 3.826e-05 | 3.826e-05 | 3.826e-05 | 3.826e-05 | 3.826e-05 | 3.826e-05 | 3.826e-05 | 3.826e-05 | 3.826e-05 | 0.070001 | 1 | 1 | 1 | 0.4293 | 0.15699 | 3.826e-05 | 3.826e-05 | 3.657 | 18 | 65.8257 | 1
CA | hydrogen ct | Winter Peak | 3.826e-05 | 3.826e-05 | 3.826e-05 | 3.826e-05 | 3.826e-05 | 3.826e-05 | 3.826e-05 | 3.826e-05 | 3.826e-05 | 3.826e-05 | 3.826e-05 | 3.826e-05 | 3.826e-05 | 3.826e-05 | 3.826e-05 | 3.826e-05 | 3.826e-05 | 0.26293 | 0.078396 | 3.826e-05 | 3.826e-05 | 3.826e-05 | 3.826e-05 | 3.826e-05 | 0.34217 | 16 | 5.4747 | 0.26293
CA | lignite ccs | Winter | 0.8 | 0.8 | 0.8 | 0.8 | 0.8 | 0.8 | 0.8 | 0.8 | 0.8 | 0.8 | 0.8 | 0.8 | 0.8 | 0.8 | 0.8 | 0.8 | 0.8 | 0.8 | 0.8 | 0.8 | 0.8 | 0.8 | 0.8 | 0.8 | 19.2 | 118 | 2265.6 | 0.8
CA | lignite ccs | Spring | 0.8 | 0.8 | 0.8 | 0.8 | 0.8 | 0.8 | 0.8 | 0.8 | 0.8 | 0.8 | 0.8 | 0.8 | 0.8 | 0.8 | 0.8 | 0.8 | 0.8 | 0.8 | 0.8 | 0.8 | 0.8 | 0.8 | 0.8 | 0.8 | 19.2 | 82 | 1574.4 | 0.8
CA | lignite ccs | Summer | 0.8 | 0.8 | 0.8 | 0.8 | 0.8 | 0.8 | 0.8 | 0.8 | 0.8 | 0.8 | 0.8 | 0.8 | 0.8 | 0.8 | 0.8 | 0.8 | 0.8 | 0.8 | 0.8 | 0.8 | 0.8 | 0.8 | 0.8 | 0.8 | 19.2 | 96 | 1843.2 | 0.8
CA | lignite ccs | Fall | 0.8 | 0.8 | 0.8 | 0.8 | 0.8 | 0.8 | 0.8 | 0.8 | 0.8 | 0.8 | 0.8 | 0.8 | 0.8 | 0.8 | 0.8 | 0.8 | 0.8 | 0.8 | 0.8 | 0.8 | 0.8 | 0.8 | 0.8 | 0.8 | 19.2 | 35 | 672 | 0.8
CA | lignite ccs | Summer Peak | 0.8 | 0.8 | 0.8 | 0.8 | 0.8 | 0.8 | 0.8 | 0.8 | 0.8 | 0.8 | 0.8 | 0.8 | 0.8 | 0.8 | 0.8 | 0.8 | 0.8 | 0.8 | 0.8 | 0.8 | 0.8 | 0.8 | 0.8 | 0.8 | 19.2 | 18 | 345.6 | 0.8
CA | lignite ccs | Winter Peak | 0.8 | 0.8 | 0.8 | 0.8 | 0.8 | 0.8 | 0.8 | 0.8 | 0.8 | 0.8 | 0.8 | 0.8 | 0.8 | 0.8 | 0.8 | 0.8 | 0.8 | 0.8 | 0.8 | 0.8 | 0.8 | 0.8 | 0.8 | 0.8 | 19.2 | 16 | 307.2 | 0.8
CA | lignite | Winter | 0.638 | 0.638 | 0.638 | 0.638 | 0.638 | 0.638 | 0.638 | 0.638 | 0.638 | 0.638 | 0.638 | 0.638 | 0.638 | 0.638 | 0.638 | 0.638 | 0.638 | 0.638 | 0.638 | 0.638 | 0.638 | 0.638 | 0.638 | 0.638 | 15.312 | 118 | 1806.816 | 0.638
CA | lignite | Spring | 0.638 | 0.638 | 0.638 | 0.638 | 0.638 | 0.638 | 0.638 | 0.638 | 0.638 | 0.638 | 0.638 | 0.638 | 0.638 | 0.638 | 0.638 | 0.638 | 0.638 | 0.638 | 0.638 | 0.638 | 0.638 | 0.638 | 0.638 | 0.638 | 15.312 | 82 | 1255.584 | 0.638
CA | lignite | Summer | 0.638 | 0.638 | 0.638 | 0.638 | 0.638 | 0.638 | 0.638 | 0.638 | 0.638 | 0.638 | 0.638 | 0.638 | 0.638 | 0.638 | 0.638 | 0.638 | 0.638 | 0.638 | 0.638 | 0.638 | 0.638 | 0.638 | 0.638 | 0.638 | 15.312 | 96 | 1469.952 | 0.638
CA | lignite | Fall | 0.638 | 0.638 | 0.638 | 0.638 | 0.638 | 0.638 | 0.638 | 0.638 | 0.638 | 0.638 | 0.638 | 0.638 | 0.638 | 0.638 | 0.638 | 0.638 | 0.638 | 0.638 | 0.638 | 0.638 | 0.638 | 0.638 | 0.638 | 0.638 | 15.312 | 35 | 535.92 | 0.638
CA | lignite | Summer Peak | 0.638 | 0.638 | 0.638 | 0.638 | 0.638 | 0.638 | 0.638 | 0.638 | 0.638 | 0.638 | 0.638 | 0.638 | 0.638 | 0.638 | 0.638 | 0.638 | 0.638 | 0.638 | 0.638 | 0.638 | 0.638 | 0.638 | 0.638 | 0.638 | 15.312 | 18 | 275.616 | 0.638
CA | lignite | Winter Peak | 0.638 | 0.638 | 0.638 | 0.638 | 0.638 | 0.638 | 0.638 | 0.638 | 0.638 | 0.638 | 0.638 | 0.638 | 0.638 | 0.638 | 0.638 | 0.638 | 0.638 | 0.638 | 0.638 | 0.638 | 0.638 | 0.638 | 0.638 | 0.638 | 15.312 | 16 | 244.992 | 0.638
CA | municipal solid waste | Winter | 0.7416 | 0.7416 | 0.7416 | 0.7416 | 0.7416 | 0.7416 | 0.7416 | 0.73738 | 0.73662 | 0.73662 | 0.73662 | 0.73662 | 0.73662 | 0.73662 | 0.73679 | 0.73953 | 0.7416 | 0.7416 | 0.7416 | 0.7416 | 0.7416 | 0.7416 | 0.7416 | 0.7416 | 17.7573 | 118 | 2095.3649 | 0.7416
CA | municipal solid waste | Spring | 0.7416 | 0.7416 | 0.7416 | 0.7416 | 0.7416 | 0.73769 | 0.69834 | 0.67809 | 0.6723 | 0.6722 | 0.6722 | 0.6722 | 0.67244 | 0.67819 | 0.68559 | 0.7114 | 0.74087 | 0.7416 | 0.7416 | 0.7416 | 0.7416 | 0.7416 | 0.7416 | 0.7416 | 17.1907 | 82 | 1409.634 | 0.7416
CA | municipal solid waste | Summer | 0.7416 | 0.7416 | 0.7416 | 0.7416 | 0.7416 | 0.73564 | 0.72999 | 0.72999 | 0.72999 | 0.72999 | 0.72999 | 0.72999 | 0.73284 | 0.73512 | 0.73773 | 0.74102 | 0.7416 | 0.7416 | 0.7416 | 0.7416 | 0.7416 | 0.7416 | 0.7416 | 0.7416 | 17.703 | 96 | 1699.4884 | 0.7416
CA | municipal solid waste | Fall | 0.7416 | 0.7416 | 0.7416 | 0.7416 | 0.7416 | 0.7416 | 0.74008 | 0.73787 | 0.73787 | 0.73787 | 0.73787 | 0.73787 | 0.73787 | 0.7392 | 0.73992 | 0.7416 | 0.7416 | 0.7416 | 0.7416 | 0.7416 | 0.7416 | 0.7416 | 0.7416 | 0.7416 | 17.7704 | 35 | 621.9626 | 0.7416
CA | municipal solid waste | Summer Peak | 0.7416 | 0.7416 | 0.7416 | 0.7416 | 0.7416 | 0.7416 | 0.7416 | 0.7416 | 0.7416 | 0.7416 | 0.7416 | 0.7416 | 0.7416 | 0.7416 | 0.7416 | 0.7416 | 0.7416 | 0.7416 | 0.7416 | 0.7416 | 0.7416 | 0.7416 | 0.7416 | 0.7416 | 17.7983 | 18 | 320.3693 | 0.7416
CA | municipal solid waste | Winter Peak | 0.7416 | 0.7416 | 0.7416 | 0.7416 | 0.7416 | 0.7416 | 0.7416 | 0.7416 | 0.7416 | 0.7416 | 0.7416 | 0.7416 | 0.7416 | 0.7416 | 0.7416 | 0.7416 | 0.7416 | 0.7416 | 0.7416 | 0.7416 | 0.7416 | 0.7416 | 0.7416 | 0.7416 | 17.7983 | 16 | 284.7727 | 0.7416
CA | natural gas peaker | Winter | 3.826e-05 | 3.826e-05 | 3.826e-05 | 3.826e-05 | 3.826e-05 | 3.826e-05 | 3.826e-05 | 3.826e-05 | 3.826e-05 | 3.826e-05 | 3.826e-05 | 3.826e-05 | 3.826e-05 | 3.826e-05 | 3.826e-05 | 3.826e-05 | 0.0036263 | 0.16472 | 0.44409 | 0.12872 | 0.045103 | 3.826e-05 | 3.826e-05 | 3.826e-05 | 0.78698 | 118 | 92.8641 | 0.44409
CA | natural gas peaker | Spring | 3.826e-05 | 3.826e-05 | 3.826e-05 | 3.826e-05 | 3.826e-05 | 3.826e-05 | 3.826e-05 | 3.826e-05 | 3.826e-05 | 3.826e-05 | 3.826e-05 | 3.826e-05 | 3.826e-05 | 3.826e-05 | 3.826e-05 | 3.826e-05 | 3.826e-05 | 0.10912 | 0.11435 | 0.081074 | 0.010334 | 3.826e-05 | 3.826e-05 | 3.826e-05 | 0.31564 | 82 | 25.8828 | 0.11435
CA | natural gas peaker | Summer | 3.826e-05 | 3.826e-05 | 3.826e-05 | 3.826e-05 | 3.826e-05 | 3.826e-05 | 3.826e-05 | 3.826e-05 | 3.826e-05 | 3.826e-05 | 3.826e-05 | 3.826e-05 | 3.826e-05 | 3.826e-05 | 3.826e-05 | 3.826e-05 | 0.089125 | 0.80399 | 1 | 0.32523 | 0.050014 | 0.030739 | 3.826e-05 | 3.826e-05 | 2.2998 | 96 | 220.7792 | 1
CA | natural gas peaker | Fall | 3.826e-05 | 3.826e-05 | 3.826e-05 | 3.826e-05 | 3.826e-05 | 3.826e-05 | 3.826e-05 | 3.826e-05 | 3.826e-05 | 3.826e-05 | 3.826e-05 | 3.826e-05 | 3.826e-05 | 3.826e-05 | 3.826e-05 | 3.826e-05 | 0.037297 | 0.34639 | 0.15906 | 3.826e-05 | 3.826e-05 | 3.826e-05 | 3.826e-05 | 3.826e-05 | 0.54356 | 35 | 19.0244 | 0.34639
CA | natural gas peaker | Summer Peak | 3.826e-05 | 3.826e-05 | 3.826e-05 | 3.826e-05 | 3.826e-05 | 3.826e-05 | 3.826e-05 | 3.826e-05 | 3.826e-05 | 3.826e-05 | 3.826e-05 | 3.826e-05 | 3.826e-05 | 3.826e-05 | 3.826e-05 | 3.826e-05 | 0.070001 | 1 | 1 | 1 | 0.4293 | 0.15699 | 3.826e-05 | 3.826e-05 | 3.657 | 18 | 65.8257 | 1
CA | natural gas peaker | Winter Peak | 3.826e-05 | 3.826e-05 | 3.826e-05 | 3.826e-05 | 3.826e-05 | 3.826e-05 | 3.826e-05 | 3.826e-05 | 3.826e-05 | 3.826e-05 | 3.826e-05 | 3.826e-05 | 3.826e-05 | 3.826e-05 | 3.826e-05 | 3.826e-05 | 3.826e-05 | 0.26293 | 0.078396 | 3.826e-05 | 3.826e-05 | 3.826e-05 | 3.826e-05 | 3.826e-05 | 0.34217 | 16 | 5.4747 | 0.26293
CA | nuclear | Winter | 0.92961 | 0.92961 | 0.92961 | 0.92961 | 0.92961 | 0.92961 | 0.85588 | 0.84136 | 0.84783 | 0.86569 | 0.87406 | 0.8721 | 0.87102 | 0.86022 | 0.86456 | 0.9099 | 0.92961 | 0.92961 | 0.92961 | 0.92961 | 0.92961 | 0.92961 | 0.92961 | 0.92961 | 21.6772 | 118 | 2557.9057 | 0.92961
CA | nuclear | Spring | 0.92961 | 0.92961 | 0.92961 | 0.92961 | 0.92961 | 0.92961 | 0.92961 | 0.9085 | 0.91601 | 0.91941 | 0.91941 | 0.91941 | 0.91941 | 0.9092 | 0.91601 | 0.92281 | 0.92961 | 0.92961 | 0.92961 | 0.92961 | 0.92961 | 0.92961 | 0.92961 | 0.92961 | 22.1943 | 82 | 1819.9315 | 0.92961
CA | nuclear | Summer | 0.92961 | 0.92961 | 0.92961 | 0.92961 | 0.92961 | 0.92408 | 0.84935 | 0.83591 | 0.87519 | 0.89559 | 0.90927 | 0.90927 | 0.90927 | 0.90637 | 0.91218 | 0.9267 | 0.92961 | 0.92961 | 0.92961 | 0.92961 | 0.92961 | 0.92961 | 0.92961 | 0.92961 | 21.9381 | 96 | 2106.059 | 0.92961
CA | nuclear | Fall | 0.92961 | 0.92961 | 0.92961 | 0.92961 | 0.92961 | 0.92961 | 0.92961 | 0.92961 | 0.92961 | 0.92961 | 0.92961 | 0.92961 | 0.92961 | 0.92961 | 0.92961 | 0.92961 | 0.92961 | 0.92961 | 0.92961 | 0.92961 | 0.92961 | 0.92961 | 0.92961 | 0.92961 | 22.3106 | 35 | 780.8716 | 0.92961
CA | nuclear | Summer Peak | 0.92961 | 0.92961 | 0.92961 | 0.92961 | 0.92961 | 0.92961 | 0.89862 | 0.87626 | 0.91412 | 0.92961 | 0.92961 | 0.92961 | 0.92961 | 0.92961 | 0.92961 | 0.92961 | 0.92961 | 0.92961 | 0.92961 | 0.92961 | 0.92961 | 0.92961 | 0.92961 | 0.92961 | 22.2108 | 18 | 399.7943 | 0.92961
CA | nuclear | Winter Peak | 0.92961 | 0.92961 | 0.92961 | 0.92961 | 0.92961 | 0.92961 | 0.92961 | 0.92961 | 0.92961 | 0.92961 | 0.92961 | 0.92961 | 0.92961 | 0.92961 | 0.92961 | 0.92961 | 0.92961 | 0.92961 | 0.92961 | 0.92961 | 0.92961 | 0.92961 | 0.92961 | 0.92961 | 22.3106 | 16 | 356.9699 | 0.92961
CA | offshore wind | Winter | 0.44752 | 0.44691 | 0.45132 | 0.44967 | 0.44647 | 0.44439 | 0.43338 | 0.43312 | 0.43834 | 0.44159 | 0.43936 | 0.45562 | 0.46033 | 0.46497 | 0.4672 | 0.47667 | 0.48157 | 0.48029 | 0.47789 | 0.4723 | 0.46614 | 0.4609 | 0.45223 | 0.44633 | 10.9345 | 118 | 1290.2758 | 0.48157
CA | offshore wind | Spring | 0.40987 | 0.40208 | 0.39869 | 0.39291 | 0.39431 | 0.39536 | 0.40046 | 0.40318 | 0.39963 | 0.40173 | 0.40835 | 0.41352 | 0.419 | 0.42782 | 0.4334 | 0.43871 | 0.44396 | 0.44557 | 0.44511 | 0.44849 | 0.45209 | 0.46019 | 0.47272 | 0.47271 | 10.1799 | 82 | 834.7489 | 0.47272
CA | offshore wind | Summer | 0.61968 | 0.61472 | 0.60786 | 0.60031 | 0.59156 | 0.57583 | 0.55442 | 0.55325 | 0.54553 | 0.54623 | 0.55179 | 0.56062 | 0.57008 | 0.57716 | 0.58894 | 0.59335 | 0.60041 | 0.60602 | 0.60955 | 0.60863 | 0.60579 | 0.60412 | 0.59755 | 0.59246 | 14.0758 | 96 | 1351.2815 | 0.61968
CA | offshore wind | Fall | 0.44981 | 0.44763 | 0.44671 | 0.44034 | 0.44984 | 0.46661 | 0.45655 | 0.47366 | 0.47869 | 0.49527 | 0.51928 | 0.51396 | 0.52224 | 0.53285 | 0.53073 | 0.52444 | 0.51027 | 0.49215 | 0.47734 | 0.46827 | 0.46419 | 0.45932 | 0.45996 | 0.45283 | 11.533 | 35 | 403.6535 | 0.53285
CA | offshore wind | Summer Peak | 0.64322 | 0.64038 | 0.63183 | 0.62509 | 0.61987 | 0.61354 | 0.60083 | 0.59902 | 0.59473 | 0.60111 | 0.61154 | 0.62519 | 0.64031 | 0.65561 | 0.67056 | 0.68564 | 0.69762 | 0.70428 | 0.70511 | 0.6995 | 0.69797 | 0.68921 | 0.68157 | 0.68088 | 15.6146 | 18 | 281.0632 | 0.70511
CA | offshore wind | Winter Peak | 0.3989 | 0.41626 | 0.42278 | 0.42632 | 0.43125 | 0.43883 | 0.45011 | 0.46723 | 0.49125 | 0.50544 | 0.52158 | 0.54021 | 0.54571 | 0.54879 | 0.54514 | 0.54031 | 0.53704 | 0.52983 | 0.50783 | 0.48229 | 0.44008 | 0.38338 | 0.35787 | 0.34867 | 11.2771 | 16 | 180.4332 | 0.54879
CA | onshore wind | Winter | 0.38666 | 0.37199 | 0.3586 | 0.3453 | 0.33182 | 0.31197 | 0.27278 | 0.23859 | 0.22485 | 0.22385 | 0.23163 | 0.24334 | 0.26027 | 0.28152 | 0.30937 | 0.33774 | 0.36719 | 0.39826 | 0.41977 | 0.42024 | 0.41516 | 0.40839 | 0.39748 | 0.38479 | 7.9416 | 118 | 937.1068 | 0.42024
CA | onshore wind | Spring | 0.28416 | 0.27808 | 0.27453 | 0.26868 | 0.26281 | 0.25654 | 0.24484 | 0.22136 | 0.19496 | 0.18548 | 0.18764 | 0.19679 | 0.21154 | 0.22713 | 0.23992 | 0.25729 | 0.28385 | 0.30259 | 0.3056 | 0.3028 | 0.30163 | 0.30491 | 0.30214 | 0.29509 | 6.1904 | 82 | 507.6104 | 0.3056
CA | onshore wind | Summer | 0.3166 | 0.29428 | 0.27264 | 0.24914 | 0.22631 | 0.1955 | 0.1497 | 0.11293 | 0.095965 | 0.094535 | 0.10373 | 0.11983 | 0.1416 | 0.17261 | 0.21422 | 0.26075 | 0.30705 | 0.3539 | 0.38969 | 0.39101 | 0.38197 | 0.37001 | 0.3551 | 0.34008 | 5.9092 | 96 | 567.2785 | 0.39101
CA | onshore wind | Fall | 0.27729 | 0.27395 | 0.27098 | 0.27202 | 0.27093 | 0.26735 | 0.26139 | 0.25213 | 0.23035 | 0.23082 | 0.24167 | 0.25913 | 0.27264 | 0.28641 | 0.29195 | 0.29561 | 0.3134 | 0.31565 | 0.31884 | 0.32169 | 0.32453 | 0.32678 | 0.32337 | 0.3251 | 6.824 | 35 | 238.8398 | 0.32678
CA | onshore wind | Summer Peak | 0.30381 | 0.2656 | 0.23525 | 0.20207 | 0.17317 | 0.14307 | 0.099048 | 0.061447 | 0.044441 | 0.042255 | 0.053289 | 0.076643 | 0.10574 | 0.1561 | 0.20302 | 0.25336 | 0.30691 | 0.36073 | 0.39871 | 0.39074 | 0.37393 | 0.35139 | 0.33887 | 0.31933 | 5.2589 | 18 | 94.661 | 0.39871
CA | onshore wind | Winter Peak | 0.12873 | 0.12423 | 0.1245 | 0.12426 | 0.12532 | 0.12859 | 0.13222 | 0.12902 | 0.11033 | 0.091662 | 0.084907 | 0.083541 | 0.080189 | 0.08157 | 0.082473 | 0.097327 | 0.11521 | 0.12427 | 0.12579 | 0.12265 | 0.12101 | 0.12067 | 0.12485 | 0.1264 | 2.7097 | 16 | 43.3555 | 0.13222
CA | petroleum | Winter | 3.826e-05 | 3.826e-05 | 3.826e-05 | 3.826e-05 | 3.826e-05 | 3.826e-05 | 3.826e-05 | 3.826e-05 | 3.826e-05 | 3.826e-05 | 3.826e-05 | 3.826e-05 | 3.826e-05 | 3.826e-05 | 3.826e-05 | 3.826e-05 | 0.0036263 | 0.16472 | 0.44409 | 0.12872 | 0.045103 | 3.826e-05 | 3.826e-05 | 3.826e-05 | 0.78698 | 118 | 92.8641 | 0.44409
CA | petroleum | Spring | 3.826e-05 | 3.826e-05 | 3.826e-05 | 3.826e-05 | 3.826e-05 | 3.826e-05 | 3.826e-05 | 3.826e-05 | 3.826e-05 | 3.826e-05 | 3.826e-05 | 3.826e-05 | 3.826e-05 | 3.826e-05 | 3.826e-05 | 3.826e-05 | 3.826e-05 | 0.10912 | 0.11435 | 0.081074 | 0.010334 | 3.826e-05 | 3.826e-05 | 3.826e-05 | 0.31564 | 82 | 25.8828 | 0.11435
CA | petroleum | Summer | 3.826e-05 | 3.826e-05 | 3.826e-05 | 3.826e-05 | 3.826e-05 | 3.826e-05 | 3.826e-05 | 3.826e-05 | 3.826e-05 | 3.826e-05 | 3.826e-05 | 3.826e-05 | 3.826e-05 | 3.826e-05 | 3.826e-05 | 3.826e-05 | 0.089125 | 0.80399 | 1 | 0.32523 | 0.050014 | 0.030739 | 3.826e-05 | 3.826e-05 | 2.2998 | 96 | 220.7792 | 1
CA | petroleum | Fall | 3.826e-05 | 3.826e-05 | 3.826e-05 | 3.826e-05 | 3.826e-05 | 3.826e-05 | 3.826e-05 | 3.826e-05 | 3.826e-05 | 3.826e-05 | 3.826e-05 | 3.826e-05 | 3.826e-05 | 3.826e-05 | 3.826e-05 | 3.826e-05 | 0.037297 | 0.34639 | 0.15906 | 3.826e-05 | 3.826e-05 | 3.826e-05 | 3.826e-05 | 3.826e-05 | 0.54356 | 35 | 19.0244 | 0.34639
CA | petroleum | Summer Peak | 3.826e-05 | 3.826e-05 | 3.826e-05 | 3.826e-05 | 3.826e-05 | 3.826e-05 | 3.826e-05 | 3.826e-05 | 3.826e-05 | 3.826e-05 | 3.826e-05 | 3.826e-05 | 3.826e-05 | 3.826e-05 | 3.826e-05 | 3.826e-05 | 0.070001 | 1 | 1 | 1 | 0.4293 | 0.15699 | 3.826e-05 | 3.826e-05 | 3.657 | 18 | 65.8257 | 1
CA | petroleum | Winter Peak | 3.826e-05 | 3.826e-05 | 3.826e-05 | 3.826e-05 | 3.826e-05 | 3.826e-05 | 3.826e-05 | 3.826e-05 | 3.826e-05 | 3.826e-05 | 3.826e-05 | 3.826e-05 | 3.826e-05 | 3.826e-05 | 3.826e-05 | 3.826e-05 | 3.826e-05 | 0.26293 | 0.078396 | 3.826e-05 | 3.826e-05 | 3.826e-05 | 3.826e-05 | 3.826e-05 | 0.34217 | 16 | 5.4747 | 0.26293
CA | pumped hydro | Winter | 0.11419 | 0.079422 | 0.061022 | 0.065895 | 0.065076 | 0.073845 | 0.0088439 | 0 | 0 | 0 | 0 | 0 | 0 | 0 | 0 | 0.019525 | 0.15079 | 0.53335 | 0.70564 | 0.71047 | 0.65748 | 0.65136 | 0.49781 | 0.26218 | 4.6569 | 118 | 549.5135 | 0.71047
CA | pumped hydro | Spring | 0.027086 | 0.010743 | 0.0059072 | 0.0085483 | 0.031703 | 0.073985 | 0.03106 | 0 | 0 | 0 | 0 | 0 | 0 | 0 | 0 | 0.034907 | 0.28106 | 0.5391 | 0.58709 | 0.53931 | 0.41962 | 0.35289 | 0.22958 | 0.071166 | 3.2438 | 82 | 265.9878 | 0.58709
CA | pumped hydro | Summer | 0.066043 | 0.043717 | 0.037093 | 0.032772 | 0.015587 | 0.0072349 | 0 | 0 | 0 | 0 | 0 | 0 | 0 | 0.0032337 | 0 | 0.015279 | 0.24225 | 0.59001 | 0.75282 | 0.73173 | 0.64566 | 0.4807 | 0.24508 | 0.071006 | 3.9802 | 96 | 382.1014 | 0.75282
CA | pumped hydro | Fall | 0.0059606 | 0.0035313 | 0.00025344 | 0.00025344 | 0.010366 | 0.028436 | 0.028909 | 0 | 0 | 0 | 0 | 0 | 0 | 0 | 0 | 0.03277 | 0.29973 | 0.52195 | 0.51223 | 0.42147 | 0.2341 | 0.24585 | 0.1651 | 0.040577 | 2.5515 | 35 | 89.3021 | 0.52195
CA | pumped hydro | Summer Peak | 0 | 0 | 0 | 0 | 0 | 0 | 0 | 0 | 0 | 0 | 0 | 0 | 0 | 0 | 0 | 0.019522 | 0.35375 | 0.72272 | 0.78741 | 0.73443 | 0.58011 | 0.2431 | 0.00027551 | 0 | 3.4413 | 18 | 61.9438 | 0.78741
CA | pumped hydro | Winter Peak | 0.012548 | 0.009011 | 0 | 0 | 0.0048458 | 0.0005544 | 0.037055 | 0 | 0 | 0 | 0 | 0 | 0 | 0 | 0 | 0.051947 | 0.22336 | 0.62238 | 0.52216 | 0.40139 | 0.22385 | 0.11046 | 0.0005544 | 0 | 2.2201 | 16 | 35.5219 | 0.62238
CA | smr | Winter | 0.83972 | 0.83972 | 0.83972 | 0.83972 | 0.83972 | 0.83972 | 0.83972 | 0.83972 | 0.83972 | 0.83972 | 0.83972 | 0.83972 | 0.83972 | 0.83972 | 0.83972 | 0.83972 | 0.83972 | 0.83972 | 0.83972 | 0.83972 | 0.83972 | 0.83972 | 0.83972 | 0.83972 | 20.1533 | 118 | 2378.0934 | 0.83972
CA | smr | Spring | 0.83972 | 0.83972 | 0.83972 | 0.83972 | 0.83972 | 0.83972 | 0.83972 | 0.83972 | 0.83972 | 0.83972 | 0.83972 | 0.83972 | 0.83972 | 0.83972 | 0.83972 | 0.83972 | 0.83972 | 0.83972 | 0.83972 | 0.83972 | 0.83972 | 0.83972 | 0.83972 | 0.83972 | 20.1533 | 82 | 1652.5734 | 0.83972
CA | smr | Summer | 0.83972 | 0.83972 | 0.83972 | 0.83972 | 0.83972 | 0.83972 | 0.83972 | 0.83972 | 0.83972 | 0.83972 | 0.83972 | 0.83972 | 0.83972 | 0.83972 | 0.83972 | 0.83972 | 0.83972 | 0.83972 | 0.83972 | 0.83972 | 0.83972 | 0.83972 | 0.83972 | 0.83972 | 20.1533 | 96 | 1934.7201 | 0.83972
CA | smr | Fall | 0.83972 | 0.83972 | 0.83972 | 0.83972 | 0.83972 | 0.83972 | 0.83972 | 0.83972 | 0.83972 | 0.83972 | 0.83972 | 0.83972 | 0.83972 | 0.83972 | 0.83972 | 0.83972 | 0.83972 | 0.83972 | 0.83972 | 0.83972 | 0.83972 | 0.83972 | 0.83972 | 0.83972 | 20.1533 | 35 | 705.3667 | 0.83972
CA | smr | Summer Peak | 0.83972 | 0.83972 | 0.83972 | 0.83972 | 0.83972 | 0.83972 | 0.83972 | 0.83972 | 0.83972 | 0.83972 | 0.83972 | 0.83972 | 0.83972 | 0.83972 | 0.83972 | 0.83972 | 0.83972 | 0.83972 | 0.83972 | 0.83972 | 0.83972 | 0.83972 | 0.83972 | 0.83972 | 20.1533 | 18 | 362.76 | 0.83972
CA | smr | Winter Peak | 0.83972 | 0.83972 | 0.83972 | 0.83972 | 0.83972 | 0.83972 | 0.83972 | 0.83972 | 0.83972 | 0.83972 | 0.83972 | 0.83972 | 0.83972 | 0.83972 | 0.83972 | 0.83972 | 0.83972 | 0.83972 | 0.83972 | 0.83972 | 0.83972 | 0.83972 | 0.83972 | 0.83972 | 20.1533 | 16 | 322.4533 | 0.83972
CA | solar pv dist | Winter | 0 | 0 | 0 | 0 | 0.0021743 | 0.011187 | 0.33691 | 0.44244 | 0.47886 | 0.4786 | 0.47108 | 0.4647 | 0.46408 | 0.59668 | 0.57215 | 0.45716 | 0.24447 | 0.11949 | 0.0010964 | 0 | 0 | 0 | 0 | 0 | 5.1411 | 118 | 606.6471 | 0.59668
CA | solar pv dist | Spring | 0 | 0 | 0 | 0 | 3.6252e-05 | 0.00087471 | 0.14159 | 0.31726 | 0.39457 | 0.38986 | 0.37592 | 0.36426 | 0.37057 | 0.51213 | 0.46734 | 0.25161 | 0.048412 | 0.0042546 | 0.00012511 | 0 | 0 | 0 | 0 | 0 | 3.6388 | 82 | 298.3822 | 0.51213
CA | solar pv dist | Summer | 0 | 0 | 0 | 0 | 0.0030129 | 0.013694 | 0.3848 | 0.46891 | 0.48887 | 0.48842 | 0.48336 | 0.47655 | 0.47673 | 0.59869 | 0.58486 | 0.49022 | 0.29892 | 0.1459 | 0.0040191 | 0 | 0 | 0 | 0 | 0 | 5.407 | 96 | 519.0675 | 0.59869
CA | solar pv dist | Fall | 0 | 0 | 0 | 0 | 5.2973e-05 | 0.00044546 | 0.054612 | 0.15331 | 0.23145 | 0.2455 | 0.25875 | 0.25685 | 0.24923 | 0.32065 | 0.27503 | 0.11253 | 0.013195 | 0.0024228 | 0.00027012 | 0 | 0 | 0 | 0 | 0 | 2.1743 | 35 | 76.1006 | 0.32065
CA | solar pv dist | Summer Peak | 0 | 0 | 0 | 0 | 0.0014936 | 0.016312 | 0.38132 | 0.4342 | 0.4529 | 0.4581 | 0.46057 | 0.452 | 0.42549 | 0.49137 | 0.46201 | 0.41073 | 0.27713 | 0.10168 | 0.00059631 | 0 | 0 | 0 | 0 | 0 | 4.8259 | 18 | 86.8663 | 0.49137
CA | solar pv dist | Winter Peak | 0 | 0 | 0 | 0 | 0 | 0 | 0.057365 | 0.2248 | 0.32303 | 0.32276 | 0.30422 | 0.30691 | 0.31156 | 0.44997 | 0.36138 | 0.099848 | 0 | 0 | 0 | 0 | 0 | 0 | 0 | 0 | 2.7618 | 16 | 44.1895 | 0.44997
CA | solar pv | Winter | 0 | 0 | 0 | 0 | 0.0072543 | 0.16763 | 0.44073 | 0.63774 | 0.69678 | 0.69959 | 0.69149 | 0.68311 | 0.68659 | 0.69031 | 0.67484 | 0.57547 | 0.33822 | 0.086092 | 0.00041353 | 0 | 0 | 0 | 0 | 0 | 7.0763 | 118 | 835.0001 | 0.69959
CA | solar pv | Spring | 0 | 0 | 0 | 0 | 2.4803e-05 | 0.011565 | 0.1416 | 0.42171 | 0.55605 | 0.56695 | 0.55195 | 0.53361 | 0.54125 | 0.55261 | 0.52582 | 0.33695 | 0.075218 | 0.0041884 | 3.5278e-05 | 0 | 0 | 0 | 0 | 0 | 4.8195 | 82 | 395.2019 | 0.56695
CA | solar pv | Summer | 0 | 0 | 0 | 0 | 0.010567 | 0.20983 | 0.51434 | 0.66624 | 0.70326 | 0.70312 | 0.69497 | 0.68791 | 0.68807 | 0.68928 | 0.6746 | 0.59349 | 0.39555 | 0.13769 | 0.0013391 | 0 | 0 | 0 | 0 | 0 | 7.3703 | 96 | 707.5451 | 0.70326
CA | solar pv | Fall | 0 | 0 | 0 | 0 | 3.5075e-05 | 0.0046816 | 0.049949 | 0.21448 | 0.3381 | 0.37301 | 0.37845 | 0.36468 | 0.35479 | 0.33971 | 0.2989 | 0.15607 | 0.023258 | 0.0037833 | 4.9892e-05 | 0 | 0 | 0 | 0 | 0 | 2.9 | 35 | 101.4986 | 0.37845
CA | solar pv | Summer Peak | 0 | 0 | 0 | 0 | 0.0010473 | 0.18578 | 0.49459 | 0.61633 | 0.66018 | 0.66531 | 0.65968 | 0.64665 | 0.62874 | 0.6174 | 0.5954 | 0.54027 | 0.38974 | 0.1152 | 0.00024399 | 0 | 0 | 0 | 0 | 0 | 6.8166 | 18 | 122.6979 | 0.66531
CA | solar pv | Winter Peak | 0 | 0 | 0 | 0 | 0 | 5.0644e-07 | 0.026921 | 0.27644 | 0.45009 | 0.47083 | 0.45692 | 0.44077 | 0.45602 | 0.46622 | 0.41674 | 0.15409 | 0 | 0 | 0 | 0 | 0 | 0 | 0 | 0 | 3.615 | 16 | 57.8404 | 0.47083
CA | solar thermal | Winter | 0 | 0 | 0 | 0 | 0.0091977 | 0.17792 | 0.45812 | 0.64362 | 0.68667 | 0.68466 | 0.678 | 0.67169 | 0.67501 | 0.67798 | 0.65611 | 0.54338 | 0.28713 | 0.051009 | 0 | 0 | 0 | 0 | 0 | 0 | 6.9005 | 118 | 814.2575 | 0.68667
CA | solar thermal | Spring | 0 | 0 | 0 | 0 | 0 | 0.016247 | 0.17258 | 0.45837 | 0.57086 | 0.56678 | 0.54992 | 0.53653 | 0.54593 | 0.55889 | 0.5221 | 0.31204 | 0.057248 | 0.0015975 | 0 | 0 | 0 | 0 | 0 | 0 | 4.8691 | 82 | 399.2655 | 0.57086
CA | solar thermal | Summer | 0 | 0 | 0 | 0 | 0.013898 | 0.21171 | 0.47879 | 0.59778 | 0.62707 | 0.62955 | 0.62503 | 0.61916 | 0.61734 | 0.6128 | 0.58939 | 0.50315 | 0.31145 | 0.086573 | 0 | 0 | 0 | 0 | 0 | 0 | 6.5237 | 96 | 626.2749 | 0.62955
CA | solar thermal | Fall | 0 | 0 | 0 | 0 | 0 | 0.0033782 | 0.066646 | 0.27761 | 0.39647 | 0.41978 | 0.42061 | 0.40689 | 0.4063 | 0.40673 | 0.36487 | 0.17798 | 0.027108 | 0.0027603 | 0 | 0 | 0 | 0 | 0 | 0 | 3.3771 | 35 | 118.1999 | 0.42061
CA | solar thermal | Summer Peak | 0 | 0 | 0 | 0 | 0 | 0.17893 | 0.45095 | 0.55777 | 0.61146 | 0.62497 | 0.62854 | 0.61224 | 0.58118 | 0.56902 | 0.52779 | 0.47001 | 0.30871 | 0.057122 | 0 | 0 | 0 | 0 | 0 | 0 | 6.1787 | 18 | 111.2165 | 0.62854
CA | solar thermal | Winter Peak | 0 | 0 | 0 | 0 | 0 | 0 | 0.039799 | 0.33634 | 0.45795 | 0.46056 | 0.44981 | 0.44291 | 0.45982 | 0.4707 | 0.41067 | 0.1333 | 0 | 0 | 0 | 0 | 0 | 0 | 0 | 0 | 3.6619 | 16 | 58.5897 | 0.4707
CA | natural gas steam turbine | Winter | 0 | 0 | 0 | 0 | 0 | 0 | 0 | 0 | 0 | 0 | 0 | 0 | 0 | 0 | 0 | 0 | 0 | 0.0040187 | 0.0010047 | 0 | 0 | 0 | 0 | 0 | 0.0050234 | 118 | 0.59276 | 0.0040187
CA | natural gas steam turbine | Spring | 0 | 0 | 0 | 0 | 0 | 0 | 0 | 0 | 0 | 0 | 0 | 0 | 0 | 0 | 0 | 0 | 0 | 0.0012559 | 0.0199 | 0.0081147 | 0 | 0 | 0 | 0 | 0.029271 | 82 | 2.4002 | 0.0199
CA | natural gas steam turbine | Summer | 0 | 0 | 0 | 0 | 0 | 0 | 0 | 0 | 0 | 0 | 0 | 0 | 0 | 0 | 0 | 0 | 0 | 0.33933 | 0.33933 | 0.13515 | 0 | 0.001328 | 0 | 0 | 0.81513 | 96 | 78.2529 | 0.33933
CA | natural gas steam turbine | Fall | 0 | 0 | 0 | 0 | 0 | 0 | 0 | 0 | 0 | 0 | 0 | 0 | 0 | 0 | 0 | 0 | 0.08669 | 0.33933 | 0.071538 | 0 | 0 | 0 | 0 | 0 | 0.49755 | 35 | 17.4144 | 0.33933
CA | natural gas steam turbine | Summer Peak | 0 | 0 | 0 | 0 | 0 | 0 | 0 | 0 | 0 | 0 | 0 | 0 | 0 | 0 | 0 | 0 | 0 | 0 | 0.11554 | 0 | 0 | 0 | 0 | 0 | 0.11554 | 18 | 2.0797 | 0.11554
CA | natural gas steam turbine | Winter Peak | 0 | 0 | 0 | 0 | 0 | 0 | 0 | 0 | 0 | 0 | 0 | 0 | 0 | 0 | 0 | 0 | 0 | 0 | 0 | 0 | 0 | 0 | 0 | 0 | 0 | 16 | 0 | 0
CO | biomass ccs | Winter | 0.8 | 0.8 | 0.8 | 0.8 | 0.8 | 0.8 | 0.8 | 0.8 | 0.8 | 0.8 | 0.8 | 0.8 | 0.8 | 0.8 | 0.8 | 0.8 | 0.8 | 0.8 | 0.8 | 0.8 | 0.8 | 0.8 | 0.8 | 0.8 | 19.2 | 69 | 1324.8 | 0.8
CO | biomass ccs | Spring | 0.8 | 0.8 | 0.8 | 0.8 | 0.8 | 0.8 | 0.8 | 0.8 | 0.8 | 0.8 | 0.8 | 0.8 | 0.8 | 0.8 | 0.8 | 0.8 | 0.8 | 0.8 | 0.8 | 0.8 | 0.8 | 0.8 | 0.8 | 0.8 | 19.2 | 120 | 2304 | 0.8
CO | biomass ccs | Summer | 0.8 | 0.8 | 0.8 | 0.8 | 0.8 | 0.8 | 0.8 | 0.8 | 0.8 | 0.8 | 0.8 | 0.8 | 0.8 | 0.8 | 0.8 | 0.8 | 0.8 | 0.8 | 0.8 | 0.8 | 0.8 | 0.8 | 0.8 | 0.8 | 19.2 | 71 | 1363.2 | 0.8
CO | biomass ccs | Fall | 0.8 | 0.8 | 0.8 | 0.8 | 0.8 | 0.8 | 0.8 | 0.8 | 0.8 | 0.8 | 0.8 | 0.8 | 0.8 | 0.8 | 0.8 | 0.8 | 0.8 | 0.8 | 0.8 | 0.8 | 0.8 | 0.8 | 0.8 | 0.8 | 19.2 | 86 | 1651.2 | 0.8
CO | biomass ccs | Summer Peak | 0.8 | 0.8 | 0.8 | 0.8 | 0.8 | 0.8 | 0.8 | 0.8 | 0.8 | 0.8 | 0.8 | 0.8 | 0.8 | 0.8 | 0.8 | 0.8 | 0.8 | 0.8 | 0.8 | 0.8 | 0.8 | 0.8 | 0.8 | 0.8 | 19.2 | 3 | 57.6 | 0.8
CO | biomass ccs | Winter Peak | 0.8 | 0.8 | 0.8 | 0.8 | 0.8 | 0.8 | 0.8 | 0.8 | 0.8 | 0.8 | 0.8 | 0.8 | 0.8 | 0.8 | 0.8 | 0.8 | 0.8 | 0.8 | 0.8 | 0.8 | 0.8 | 0.8 | 0.8 | 0.8 | 19.2 | 16 | 307.2 | 0.8
CO | biomass | Winter | 0.3568 | 0.3568 | 0.3568 | 0.3568 | 0.3568 | 0.3568 | 0.35605 | 0.32339 | 0.31211 | 0.31136 | 0.31061 | 0.31061 | 0.31061 | 0.31098 | 0.31251 | 0.31653 | 0.33253 | 0.3568 | 0.3568 | 0.3568 | 0.3568 | 0.3568 | 0.3568 | 0.3568 | 8.1457 | 69 | 562.0499 | 0.3568
CO | biomass | Spring | 0.3568 | 0.3568 | 0.3568 | 0.3568 | 0.3568 | 0.3568 | 0.35528 | 0.34772 | 0.34419 | 0.33981 | 0.33981 | 0.33981 | 0.33981 | 0.34111 | 0.34407 | 0.34758 | 0.35284 | 0.3568 | 0.3568 | 0.3568 | 0.3568 | 0.3568 | 0.3568 | 0.3568 | 8.4304 | 120 | 1011.6457 | 0.3568
CO | biomass | Summer | 0.3568 | 0.3568 | 0.3568 | 0.3568 | 0.3568 | 0.3568 | 0.35255 | 0.34793 | 0.33565 | 0.33529 | 0.33529 | 0.33529 | 0.33529 | 0.33638 | 0.33747 | 0.34343 | 0.35327 | 0.3568 | 0.3568 | 0.3568 | 0.3568 | 0.3568 | 0.3568 | 0.3568 | 8.3862 | 71 | 595.4194 | 0.3568
CO | biomass | Fall | 0.3568 | 0.3568 | 0.3568 | 0.3568 | 0.3568 | 0.3568 | 0.3565 | 0.3553 | 0.355 | 0.3547 | 0.3547 | 0.3547 | 0.3547 | 0.355 | 0.3556 | 0.3559 | 0.3568 | 0.3568 | 0.3568 | 0.3568 | 0.3568 | 0.3568 | 0.3568 | 0.3568 | 8.5472 | 86 | 735.0613 | 0.3568
CO | biomass | Summer Peak | 0.3568 | 0.3568 | 0.3568 | 0.3568 | 0.3568 | 0.3568 | 0.3568 | 0.3568 | 0.3568 | 0.3568 | 0.3568 | 0.3568 | 0.3568 | 0.3568 | 0.3568 | 0.3568 | 0.3568 | 0.3568 | 0.3568 | 0.3568 | 0.3568 | 0.3568 | 0.3568 | 0.3568 | 8.5631 | 3 | 25.6894 | 0.3568
CO | biomass | Winter Peak | 0.3568 | 0.3568 | 0.3568 | 0.3568 | 0.3568 | 0.3568 | 0.3568 | 0.3568 | 0.3568 | 0.3568 | 0.3568 | 0.3568 | 0.3568 | 0.3568 | 0.3568 | 0.3568 | 0.3568 | 0.3568 | 0.3568 | 0.3568 | 0.3568 | 0.3568 | 0.3568 | 0.3568 | 8.5631 | 16 | 137.0103 | 0.3568
CO | natural gas combined cycle ccs | Winter | 0.8 | 0.8 | 0.8 | 0.8 | 0.8 | 0.8 | 0.8 | 0.8 | 0.8 | 0.8 | 0.8 | 0.8 | 0.8 | 0.8 | 0.8 | 0.8 | 0.8 | 0.8 | 0.8 | 0.8 | 0.8 | 0.8 | 0.8 | 0.8 | 19.2 | 69 | 1324.8 | 0.8
CO | natural gas combined cycle ccs | Spring | 0.8 | 0.8 | 0.8 | 0.8 | 0.8 | 0.8 | 0.8 | 0.8 | 0.8 | 0.8 | 0.8 | 0.8 | 0.8 | 0.8 | 0.8 | 0.8 | 0.8 | 0.8 | 0.8 | 0.8 | 0.8 | 0.8 | 0.8 | 0.8 | 19.2 | 120 | 2304 | 0.8
CO | natural gas combined cycle ccs | Summer | 0.8 | 0.8 | 0.8 | 0.8 | 0.8 | 0.8 | 0.8 | 0.8 | 0.8 | 0.8 | 0.8 | 0.8 | 0.8 | 0.8 | 0.8 | 0.8 | 0.8 | 0.8 | 0.8 | 0.8 | 0.8 | 0.8 | 0.8 | 0.8 | 19.2 | 71 | 1363.2 | 0.8
CO | natural gas combined cycle ccs | Fall | 0.8 | 0.8 | 0.8 | 0.8 | 0.8 | 0.8 | 0.8 | 0.8 | 0.8 | 0.8 | 0.8 | 0.8 | 0.8 | 0.8 | 0.8 | 0.8 | 0.8 | 0.8 | 0.8 | 0.8 | 0.8 | 0.8 | 0.8 | 0.8 | 19.2 | 86 | 1651.2 | 0.8
CO | natural gas combined cycle ccs | Summer Peak | 0.8 | 0.8 | 0.8 | 0.8 | 0.8 | 0.8 | 0.8 | 0.8 | 0.8 | 0.8 | 0.8 | 0.8 | 0.8 | 0.8 | 0.8 | 0.8 | 0.8 | 0.8 | 0.8 | 0.8 | 0.8 | 0.8 | 0.8 | 0.8 | 19.2 | 3 | 57.6 | 0.8
CO | natural gas combined cycle ccs | Winter Peak | 0.8 | 0.8 | 0.8 | 0.8 | 0.8 | 0.8 | 0.8 | 0.8 | 0.8 | 0.8 | 0.8 | 0.8 | 0.8 | 0.8 | 0.8 | 0.8 | 0.8 | 0.8 | 0.8 | 0.8 | 0.8 | 0.8 | 0.8 | 0.8 | 19.2 | 16 | 307.2 | 0.8
CO | natural gas combined cycle | Winter | 0.41067 | 0.40504 | 0.40152 | 0.40069 | 0.40208 | 0.41076 | 0.40422 | 0.35402 | 0.31241 | 0.29747 | 0.30194 | 0.30169 | 0.30118 | 0.30085 | 0.29169 | 0.30761 | 0.36764 | 0.41838 | 0.43536 | 0.44314 | 0.443 | 0.4371 | 0.41638 | 0.40627 | 8.9711 | 69 | 619.0067 | 0.44314
CO | natural gas combined cycle | Spring | 0.49698 | 0.4893 | 0.4855 | 0.48232 | 0.48565 | 0.48939 | 0.47843 | 0.43818 | 0.40272 | 0.39338 | 0.39806 | 0.40012 | 0.40012 | 0.40246 | 0.39875 | 0.42464 | 0.4976 | 0.53767 | 0.55055 | 0.56183 | 0.55841 | 0.54131 | 0.51564 | 0.49465 | 11.3237 | 120 | 1358.8383 | 0.56183
CO | natural gas combined cycle | Summer | 0.51403 | 0.50956 | 0.50806 | 0.50918 | 0.50916 | 0.50806 | 0.49578 | 0.44248 | 0.40082 | 0.40265 | 0.41253 | 0.41927 | 0.42283 | 0.42317 | 0.42106 | 0.45149 | 0.53703 | 0.57449 | 0.59493 | 0.60136 | 0.59687 | 0.5921 | 0.57822 | 0.54339 | 11.9685 | 71 | 849.7654 | 0.60136
CO | natural gas combined cycle | Fall | 0.62412 | 0.61982 | 0.61554 | 0.61253 | 0.61925 | 0.62187 | 0.60794 | 0.56249 | 0.53165 | 0.52696 | 0.53917 | 0.54608 | 0.54602 | 0.54503 | 0.54216 | 0.57294 | 0.64877 | 0.67978 | 0.68868 | 0.69289 | 0.68992 | 0.68356 | 0.66937 | 0.64438 | 14.6309 | 86 | 1258.2577 | 0.69289
CO | natural gas combined cycle | Summer Peak | 0.34187 | 0.29741 | 0.29696 | 0.29696 | 0.29696 | 0.29696 | 0.28591 | 0.28591 | 0.28591 | 0.28591 | 0.28591 | 0.28591 | 0.28591 | 0.28591 | 0.28591 | 0.28591 | 0.33082 | 0.37573 | 0.44767 | 0.51773 | 0.51773 | 0.51773 | 0.51773 | 0.45684 | 8.3682 | 3 | 25.1045 | 0.51773
CO | natural gas combined cycle | Winter Peak | 0.82072 | 0.82072 | 0.82151 | 0.82448 | 0.82535 | 0.83505 | 0.83893 | 0.81684 | 0.76961 | 0.71981 | 0.72025 | 0.72488 | 0.72625 | 0.72836 | 0.70632 | 0.77012 | 0.85206 | 0.85206 | 0.85206 | 0.85206 | 0.85206 | 0.85206 | 0.85206 | 0.84429 | 19.278 | 16 | 308.4473 | 0.85206
CO | crude oil | Winter | 0.001 | 0.001 | 0.001 | 0.001 | 0.001 | 0.001 | 0.001 | 0.001 | 0.001 | 0.001 | 0.001 | 0.001 | 0.001 | 0.001 | 0.001 | 0.001 | 0.001 | 0.001 | 0.001 | 0.001 | 0.001 | 0.001 | 0.001 | 0.001 | 0.024 | 69 | 1.656 | 0.001
CO | crude oil | Spring | 0.001 | 0.001 | 0.001 | 0.001 | 0.001 | 0.001 | 0.001 | 0.001 | 0.001 | 0.001 | 0.001 | 0.001 | 0.001 | 0.001 | 0.001 | 0.001 | 0.001 | 0.001 | 0.001 | 0.001 | 0.001 | 0.001 | 0.001 | 0.001 | 0.024 | 120 | 2.88 | 0.001
CO | crude oil | Summer | 0.001 | 0.001 | 0.001 | 0.001 | 0.001 | 0.001 | 0.001 | 0.001 | 0.001 | 0.001 | 0.001 | 0.001 | 0.001 | 0.001 | 0.001 | 0.001 | 0.001 | 0.001 | 0.001 | 0.001 | 0.001 | 0.001 | 0.001 | 0.001 | 0.024 | 71 | 1.704 | 0.001
CO | crude oil | Fall | 0.001 | 0.001 | 0.001 | 0.001 | 0.001 | 0.001 | 0.001 | 0.001 | 0.001 | 0.001 | 0.001 | 0.001 | 0.001 | 0.001 | 0.001 | 0.001 | 0.001 | 0.001 | 0.001 | 0.001 | 0.001 | 0.001 | 0.001 | 0.001 | 0.024 | 86 | 2.064 | 0.001
CO | crude oil | Summer Peak | 0.001 | 0.001 | 0.001 | 0.001 | 0.001 | 0.001 | 0.001 | 0.001 | 0.001 | 0.001 | 0.001 | 0.001 | 0.001 | 0.001 | 0.001 | 0.001 | 0.001 | 0.001 | 0.001 | 0.001 | 0.001 | 0.001 | 0.001 | 0.001 | 0.024 | 3 | 0.072 | 0.001
CO | crude oil | Winter Peak | 0.001 | 0.001 | 0.001 | 0.001 | 0.001 | 0.001 | 0.001 | 0.001 | 0.001 | 0.001 | 0.001 | 0.001 | 0.001 | 0.001 | 0.001 | 0.001 | 0.001 | 0.001 | 0.001 | 0.001 | 0.001 | 0.001 | 0.001 | 0.001 | 0.024 | 16 | 0.384 | 0.001
CO | geothermal | Winter | 0.6595 | 0.6595 | 0.6595 | 0.6595 | 0.6595 | 0.6595 | 0.6595 | 0.6595 | 0.6595 | 0.6595 | 0.6595 | 0.6595 | 0.6595 | 0.6595 | 0.6595 | 0.6595 | 0.6595 | 0.6595 | 0.6595 | 0.6595 | 0.6595 | 0.6595 | 0.6595 | 0.6595 | 15.828 | 69 | 1092.132 | 0.6595
CO | geothermal | Spring | 0.6595 | 0.6595 | 0.6595 | 0.6595 | 0.6595 | 0.6595 | 0.6595 | 0.6595 | 0.6595 | 0.6595 | 0.6595 | 0.6595 | 0.6595 | 0.6595 | 0.6595 | 0.6595 | 0.6595 | 0.6595 | 0.6595 | 0.6595 | 0.6595 | 0.6595 | 0.6595 | 0.6595 | 15.828 | 120 | 1899.36 | 0.6595
CO | geothermal | Summer | 0.6595 | 0.6595 | 0.6595 | 0.6595 | 0.6595 | 0.6595 | 0.6595 | 0.6595 | 0.6595 | 0.6595 | 0.6595 | 0.6595 | 0.6595 | 0.6595 | 0.6595 | 0.6595 | 0.6595 | 0.6595 | 0.6595 | 0.6595 | 0.6595 | 0.6595 | 0.6595 | 0.6595 | 15.828 | 71 | 1123.788 | 0.6595
CO | geothermal | Fall | 0.6595 | 0.6595 | 0.6595 | 0.6595 | 0.6595 | 0.6595 | 0.6595 | 0.6595 | 0.6595 | 0.6595 | 0.6595 | 0.6595 | 0.6595 | 0.6595 | 0.6595 | 0.6595 | 0.6595 | 0.6595 | 0.6595 | 0.6595 | 0.6595 | 0.6595 | 0.6595 | 0.6595 | 15.828 | 86 | 1361.208 | 0.6595
CO | geothermal | Summer Peak | 0.6595 | 0.6595 | 0.6595 | 0.6595 | 0.6595 | 0.6595 | 0.6595 | 0.6595 | 0.6595 | 0.6595 | 0.6595 | 0.6595 | 0.6595 | 0.6595 | 0.6595 | 0.6595 | 0.6595 | 0.6595 | 0.6595 | 0.6595 | 0.6595 | 0.6595 | 0.6595 | 0.6595 | 15.828 | 3 | 47.484 | 0.6595
CO | geothermal | Winter Peak | 0.6595 | 0.6595 | 0.6595 | 0.6595 | 0.6595 | 0.6595 | 0.6595 | 0.6595 | 0.6595 | 0.6595 | 0.6595 | 0.6595 | 0.6595 | 0.6595 | 0.6595 | 0.6595 | 0.6595 | 0.6595 | 0.6595 | 0.6595 | 0.6595 | 0.6595 | 0.6595 | 0.6595 | 15.828 | 16 | 253.248 | 0.6595
CO | hard coal ccs | Winter | 0.8 | 0.8 | 0.8 | 0.8 | 0.8 | 0.8 | 0.8 | 0.8 | 0.8 | 0.8 | 0.8 | 0.8 | 0.8 | 0.8 | 0.8 | 0.8 | 0.8 | 0.8 | 0.8 | 0.8 | 0.8 | 0.8 | 0.8 | 0.8 | 19.2 | 69 | 1324.8 | 0.8
CO | hard coal ccs | Spring | 0.8 | 0.8 | 0.8 | 0.8 | 0.8 | 0.8 | 0.8 | 0.8 | 0.8 | 0.8 | 0.8 | 0.8 | 0.8 | 0.8 | 0.8 | 0.8 | 0.8 | 0.8 | 0.8 | 0.8 | 0.8 | 0.8 | 0.8 | 0.8 | 19.2 | 120 | 2304 | 0.8
CO | hard coal ccs | Summer | 0.8 | 0.8 | 0.8 | 0.8 | 0.8 | 0.8 | 0.8 | 0.8 | 0.8 | 0.8 | 0.8 | 0.8 | 0.8 | 0.8 | 0.8 | 0.8 | 0.8 | 0.8 | 0.8 | 0.8 | 0.8 | 0.8 | 0.8 | 0.8 | 19.2 | 71 | 1363.2 | 0.8
CO | hard coal ccs | Fall | 0.8 | 0.8 | 0.8 | 0.8 | 0.8 | 0.8 | 0.8 | 0.8 | 0.8 | 0.8 | 0.8 | 0.8 | 0.8 | 0.8 | 0.8 | 0.8 | 0.8 | 0.8 | 0.8 | 0.8 | 0.8 | 0.8 | 0.8 | 0.8 | 19.2 | 86 | 1651.2 | 0.8
CO | hard coal ccs | Summer Peak | 0.8 | 0.8 | 0.8 | 0.8 | 0.8 | 0.8 | 0.8 | 0.8 | 0.8 | 0.8 | 0.8 | 0.8 | 0.8 | 0.8 | 0.8 | 0.8 | 0.8 | 0.8 | 0.8 | 0.8 | 0.8 | 0.8 | 0.8 | 0.8 | 19.2 | 3 | 57.6 | 0.8
CO | hard coal ccs | Winter Peak | 0.8 | 0.8 | 0.8 | 0.8 | 0.8 | 0.8 | 0.8 | 0.8 | 0.8 | 0.8 | 0.8 | 0.8 | 0.8 | 0.8 | 0.8 | 0.8 | 0.8 | 0.8 | 0.8 | 0.8 | 0.8 | 0.8 | 0.8 | 0.8 | 19.2 | 16 | 307.2 | 0.8
CO | hard coal | Winter | 0.38784 | 0.38668 | 0.38443 | 0.38408 | 0.38532 | 0.38595 | 0.36343 | 0.31144 | 0.2728 | 0.27405 | 0.28649 | 0.28883 | 0.28804 | 0.28295 | 0.28368 | 0.29633 | 0.33731 | 0.40998 | 0.43109 | 0.43897 | 0.43946 | 0.43517 | 0.41233 | 0.38956 | 8.5562 | 69 | 590.3774 | 0.43946
CO | hard coal | Spring | 0.47801 | 0.47455 | 0.47293 | 0.47322 | 0.47616 | 0.47614 | 0.44916 | 0.38153 | 0.33421 | 0.33683 | 0.36991 | 0.38776 | 0.39126 | 0.39125 | 0.38583 | 0.40988 | 0.4564 | 0.50554 | 0.5137 | 0.51833 | 0.51669 | 0.51039 | 0.49106 | 0.4847 | 10.6854 | 120 | 1282.2539 | 0.51833
CO | hard coal | Summer | 0.50096 | 0.49633 | 0.49177 | 0.49266 | 0.49378 | 0.48544 | 0.44694 | 0.38343 | 0.34918 | 0.35697 | 0.39295 | 0.40605 | 0.40586 | 0.4064 | 0.4067 | 0.4299 | 0.48189 | 0.53697 | 0.5463 | 0.54444 | 0.5438 | 0.53689 | 0.52022 | 0.5118 | 11.1676 | 71 | 792.9011 | 0.5463
CO | hard coal | Fall | 0.55543 | 0.5542 | 0.55238 | 0.55203 | 0.55393 | 0.55392 | 0.54006 | 0.49865 | 0.47332 | 0.486 | 0.50631 | 0.51145 | 0.50886 | 0.50572 | 0.49714 | 0.52259 | 0.54435 | 0.56673 | 0.57027 | 0.57188 | 0.57141 | 0.56986 | 0.56275 | 0.55419 | 12.8834 | 86 | 1107.9754 | 0.57188
CO | hard coal | Summer Peak | 0.58171 | 0.58171 | 0.58052 | 0.58171 | 0.58171 | 0.58171 | 0.54069 | 0.34871 | 0.34871 | 0.40489 | 0.54117 | 0.57389 | 0.57389 | 0.57389 | 0.57254 | 0.56996 | 0.57895 | 0.58678 | 0.59263 | 0.59346 | 0.59346 | 0.59346 | 0.59346 | 0.59221 | 13.2619 | 3 | 39.7856 | 0.59346
CO | hard coal | Winter Peak | 0.56884 | 0.55787 | 0.57898 | 0.57898 | 0.57898 | 0.57993 | 0.58174 | 0.57703 | 0.52107 | 0.51034 | 0.5106 | 0.51897 | 0.52002 | 0.51925 | 0.50378 | 0.54108 | 0.57716 | 0.58364 | 0.58364 | 0.58364 | 0.58364 | 0.58364 | 0.58364 | 0.58321 | 13.4097 | 16 | 214.5547 | 0.58364
CO | heavy or residual fuel oil | Winter | 0 | 0 | 0 | 0 | 0 | 0 | 0 | 0 | 0 | 0 | 0 | 0 | 0 | 0 | 0 | 0 | 0 | 0 | 0 | 0 | 0 | 0 | 0 | 0 | 0 | 69 | 0 | 0
CO | heavy or residual fuel oil | Spring | 0 | 0 | 0 | 0 | 0 | 0 | 0 | 0 | 0 | 0 | 0 | 0 | 0 | 0 | 0 | 0 | 0 | 0 | 0 | 0 | 0 | 0 | 0 | 0 | 0 | 120 | 0 | 0
CO | heavy or residual fuel oil | Summer | 0 | 0 | 0 | 0 | 0 | 0 | 0 | 0 | 0 | 0 | 0 | 0 | 0 | 0 | 0 | 0 | 0 | 0 | 0 | 0 | 0 | 0 | 0 | 0 | 0 | 71 | 0 | 0
CO | heavy or residual fuel oil | Fall | 0 | 0 | 0 | 0 | 0 | 0 | 0 | 0 | 0 | 0 | 0 | 0 | 0 | 0 | 0 | 0 | 0 | 0 | 0 | 0 | 0 | 0 | 0 | 0 | 0 | 86 | 0 | 0
CO | heavy or residual fuel oil | Summer Peak | 0 | 0 | 0 | 0 | 0 | 0 | 0 | 0 | 0 | 0 | 0 | 0 | 0 | 0 | 0 | 0 | 0 | 0 | 0 | 0 | 0 | 0 | 0 | 0 | 0 | 3 | 0 | 0
CO | heavy or residual fuel oil | Winter Peak | 0 | 0 | 0 | 0 | 0 | 0 | 0 | 0 | 0 | 0 | 0 | 0 | 0 | 0 | 0 | 0 | 0 | 0 | 0 | 0 | 0 | 0 | 0 | 0 | 0 | 16 | 0 | 0
CO | hydro | Winter | 0.22795 | 0.21954 | 0.22133 | 0.22978 | 0.23009 | 0.24141 | 0.24055 | 0.19233 | 0.18486 | 0.18543 | 0.19075 | 0.19513 | 0.19513 | 0.19351 | 0.19204 | 0.19354 | 0.24549 | 0.38734 | 0.46216 | 0.459 | 0.4429 | 0.38563 | 0.31196 | 0.2344 | 6.2622 | 69 | 432.0942 | 0.46216
CO | hydro | Spring | 0.22447 | 0.21165 | 0.21265 | 0.21933 | 0.23459 | 0.24121 | 0.25049 | 0.21038 | 0.19984 | 0.20511 | 0.20799 | 0.20799 | 0.20673 | 0.20613 | 0.20677 | 0.21212 | 0.31543 | 0.46716 | 0.48332 | 0.49219 | 0.46199 | 0.39125 | 0.30395 | 0.24112 | 6.6139 | 120 | 793.6624 | 0.49219
CO | hydro | Summer | 0.21433 | 0.20765 | 0.20719 | 0.20611 | 0.20611 | 0.20783 | 0.21188 | 0.19572 | 0.18867 | 0.19477 | 0.19827 | 0.19827 | 0.19827 | 0.19967 | 0.20031 | 0.22086 | 0.31675 | 0.54654 | 0.5664 | 0.55728 | 0.54878 | 0.46956 | 0.36955 | 0.27688 | 6.9076 | 71 | 490.443 | 0.5664
CO | hydro | Fall | 0.21426 | 0.21218 | 0.208 | 0.2087 | 0.2138 | 0.24358 | 0.24608 | 0.21481 | 0.19305 | 0.19594 | 0.19594 | 0.19806 | 0.2021 | 0.20826 | 0.21684 | 0.22607 | 0.36436 | 0.53759 | 0.52835 | 0.53006 | 0.5129 | 0.43781 | 0.35882 | 0.23543 | 6.903 | 86 | 593.6559 | 0.53759
CO | hydro | Summer Peak | 0.23293 | 0.23293 | 0.23293 | 0.23293 | 0.23293 | 0.23293 | 0.23293 | 0.23293 | 0.23293 | 0.23293 | 0.23293 | 0.23293 | 0.23293 | 0.23293 | 0.23293 | 0.23293 | 0.23293 | 0.312 | 0.76306 | 0.76306 | 0.76306 | 0.76306 | 0.73106 | 0.36386 | 8.419 | 3 | 25.257 | 0.76306
CO | hydro | Winter Peak | 0.17357 | 0.17357 | 0.17357 | 0.17357 | 0.17357 | 0.17357 | 0.17989 | 0.17538 | 0.17357 | 0.17357 | 0.17357 | 0.17357 | 0.17357 | 0.17357 | 0.17357 | 0.20636 | 0.4993 | 0.63121 | 0.5718 | 0.55521 | 0.50391 | 0.39061 | 0.29238 | 0.21701 | 6.4795 | 16 | 103.6715 | 0.63121
CO | hydrogen combined cycle | Winter | 0.85061 | 0.85025 | 0.84981 | 0.84659 | 0.85067 | 0.85471 | 0.85655 | 0.82883 | 0.75481 | 0.72289 | 0.72355 | 0.72151 | 0.71773 | 0.70822 | 0.68652 | 0.73612 | 0.85286 | 0.86962 | 0.86962 | 0.86962 | 0.86878 | 0.86502 | 0.85965 | 0.85353 | 19.4681 | 69 | 1343.2958 | 0.86962
CO | hydrogen combined cycle | Spring | 0.24345 | 0.23868 | 0.23759 | 0.23939 | 0.24463 | 0.24842 | 0.24346 | 0.21236 | 0.18889 | 0.18471 | 0.18178 | 0.18245 | 0.18173 | 0.18011 | 0.18029 | 0.18312 | 0.21212 | 0.27207 | 0.29134 | 0.30236 | 0.29967 | 0.29329 | 0.26546 | 0.24673 | 5.5541 | 120 | 666.4929 | 0.30236
CO | hydrogen combined cycle | Summer | 0.32291 | 0.31806 | 0.31715 | 0.31657 | 0.31645 | 0.31374 | 0.28487 | 0.26748 | 0.26816 | 0.27046 | 0.28533 | 0.29524 | 0.29994 | 0.30473 | 0.31357 | 0.32495 | 0.35472 | 0.39946 | 0.43237 | 0.45436 | 0.44966 | 0.43048 | 0.39597 | 0.34776 | 8.0844 | 71 | 573.9927 | 0.45436
CO | hydrogen combined cycle | Fall | 0.67126 | 0.65036 | 0.63464 | 0.62922 | 0.632 | 0.6452 | 0.63319 | 0.48911 | 0.43774 | 0.44918 | 0.47268 | 0.48293 | 0.48427 | 0.49962 | 0.50303 | 0.54894 | 0.68299 | 0.71631 | 0.72951 | 0.72988 | 0.72618 | 0.71446 | 0.70852 | 0.69462 | 14.5658 | 86 | 1252.6607 | 0.72988
CO | hydrogen combined cycle | Summer Peak | 0.57355 | 0.57355 | 0.57355 | 0.57355 | 0.57355 | 0.57355 | 0.43572 | 0.43572 | 0.43572 | 0.43572 | 0.46964 | 0.46964 | 0.55014 | 0.57355 | 0.57355 | 0.57355 | 0.57427 | 0.73227 | 0.65649 | 0.65649 | 0.6716 | 0.65649 | 0.57583 | 0.35856 | 13.2763 | 3 | 39.8289 | 0.73227
CO | hydrogen combined cycle | Winter Peak | 0.87149 | 0.87149 | 0.87149 | 0.87149 | 0.87149 | 0.87149 | 0.87149 | 0.87149 | 0.87149 | 0.65649 | 0.65649 | 0.65649 | 0.65649 | 0.65649 | 0.65649 | 0.65649 | 0.87149 | 0.87149 | 0.87149 | 0.87149 | 0.87149 | 0.87149 | 0.87149 | 0.87149 | 19.4107 | 16 | 310.5719 | 0.87149
CO | hydrogen ct | Winter | 0.076368 | 0.076368 | 0.076368 | 0.076368 | 0.076368 | 0.076368 | 0.076368 | 0.076368 | 0.076368 | 0.076368 | 0.076368 | 0.076368 | 0.076368 | 0.076368 | 0.076368 | 0.076368 | 0.076368 | 0.076368 | 0.076368 | 0.076368 | 0.076368 | 0.076368 | 0.076368 | 0.076368 | 1.8328 | 69 | 126.4661 | 0.076368
CO | hydrogen ct | Spring | 0.076368 | 0.076368 | 0.076368 | 0.076368 | 0.076368 | 0.076368 | 0.076368 | 0.076368 | 0.076368 | 0.076368 | 0.076368 | 0.076368 | 0.076368 | 0.076368 | 0.076368 | 0.076368 | 0.076368 | 0.076368 | 1 | 1 | 0.076368 | 0.076368 | 0.076368 | 0.076368 | 3.6801 | 120 | 441.6126 | 1
CO | hydrogen ct | Summer | 0.076368 | 0.076368 | 0.076368 | 0.076368 | 0.076368 | 0.076368 | 0.076368 | 0.076368 | 0.076368 | 0.076368 | 0.076368 | 0.076368 | 0.076368 | 0.076368 | 0.076368 | 0.076368 | 0.076368 | 0.076368 | 0.076368 | 0.076368 | 0.076368 | 0.076368 | 0.076368 | 0.076368 | 1.8328 | 71 | 130.1318 | 0.076368
CO | hydrogen ct | Fall | 0.076368 | 0.076368 | 0.076368 | 0.076368 | 0.076368 | 0.076368 | 0.076368 | 0.076368 | 0.076368 | 0.076368 | 0.076368 | 0.076368 | 0.076368 | 0.076368 | 0.076368 | 0.076368 | 0.076368 | 0.076368 | 1 | 1 | 0.076368 | 0.076368 | 0.076368 | 0.076368 | 3.6801 | 86 | 316.489 | 1
CO | hydrogen ct | Summer Peak | 0.076368 | 0.076368 | 0.076368 | 0.076368 | 0.076368 | 0.076368 | 0.076368 | 0.076368 | 0.076368 | 0.076368 | 0.076368 | 0.076368 | 0.076368 | 0.076368 | 0.076368 | 0.076368 | 0.076368 | 0.076368 | 0.076368 | 0.076368 | 0.076368 | 0.076368 | 0.076368 | 0.076368 | 1.8328 | 3 | 5.4985 | 0.076368
CO | hydrogen ct | Winter Peak | 0.076368 | 0.076368 | 0.076368 | 0.076368 | 0.076368 | 0.076368 | 0.076368 | 0.076368 | 0.076368 | 0.076368 | 0.076368 | 0.076368 | 0.076368 | 0.076368 | 0.076368 | 0.076368 | 0.076368 | 0.076368 | 0.076368 | 0.076368 | 0.076368 | 0.076368 | 0.076368 | 0.076368 | 1.8328 | 16 | 29.3255 | 0.076368
CO | lignite ccs | Winter | 0.8 | 0.8 | 0.8 | 0.8 | 0.8 | 0.8 | 0.8 | 0.8 | 0.8 | 0.8 | 0.8 | 0.8 | 0.8 | 0.8 | 0.8 | 0.8 | 0.8 | 0.8 | 0.8 | 0.8 | 0.8 | 0.8 | 0.8 | 0.8 | 19.2 | 69 | 1324.8 | 0.8
CO | lignite ccs | Spring | 0.8 | 0.8 | 0.8 | 0.8 | 0.8 | 0.8 | 0.8 | 0.8 | 0.8 | 0.8 | 0.8 | 0.8 | 0.8 | 0.8 | 0.8 | 0.8 | 0.8 | 0.8 | 0.8 | 0.8 | 0.8 | 0.8 | 0.8 | 0.8 | 19.2 | 120 | 2304 | 0.8
CO | lignite ccs | Summer | 0.8 | 0.8 | 0.8 | 0.8 | 0.8 | 0.8 | 0.8 | 0.8 | 0.8 | 0.8 | 0.8 | 0.8 | 0.8 | 0.8 | 0.8 | 0.8 | 0.8 | 0.8 | 0.8 | 0.8 | 0.8 | 0.8 | 0.8 | 0.8 | 19.2 | 71 | 1363.2 | 0.8
CO | lignite ccs | Fall | 0.8 | 0.8 | 0.8 | 0.8 | 0.8 | 0.8 | 0.8 | 0.8 | 0.8 | 0.8 | 0.8 | 0.8 | 0.8 | 0.8 | 0.8 | 0.8 | 0.8 | 0.8 | 0.8 | 0.8 | 0.8 | 0.8 | 0.8 | 0.8 | 19.2 | 86 | 1651.2 | 0.8
CO | lignite ccs | Summer Peak | 0.8 | 0.8 | 0.8 | 0.8 | 0.8 | 0.8 | 0.8 | 0.8 | 0.8 | 0.8 | 0.8 | 0.8 | 0.8 | 0.8 | 0.8 | 0.8 | 0.8 | 0.8 | 0.8 | 0.8 | 0.8 | 0.8 | 0.8 | 0.8 | 19.2 | 3 | 57.6 | 0.8
CO | lignite ccs | Winter Peak | 0.8 | 0.8 | 0.8 | 0.8 | 0.8 | 0.8 | 0.8 | 0.8 | 0.8 | 0.8 | 0.8 | 0.8 | 0.8 | 0.8 | 0.8 | 0.8 | 0.8 | 0.8 | 0.8 | 0.8 | 0.8 | 0.8 | 0.8 | 0.8 | 19.2 | 16 | 307.2 | 0.8
CO | lignite | Winter | 0.638 | 0.638 | 0.638 | 0.638 | 0.638 | 0.638 | 0.638 | 0.638 | 0.638 | 0.638 | 0.638 | 0.638 | 0.638 | 0.638 | 0.638 | 0.638 | 0.638 | 0.638 | 0.638 | 0.638 | 0.638 | 0.638 | 0.638 | 0.638 | 15.312 | 69 | 1056.528 | 0.638
CO | lignite | Spring | 0.638 | 0.638 | 0.638 | 0.638 | 0.638 | 0.638 | 0.638 | 0.638 | 0.638 | 0.638 | 0.638 | 0.638 | 0.638 | 0.638 | 0.638 | 0.638 | 0.638 | 0.638 | 0.638 | 0.638 | 0.638 | 0.638 | 0.638 | 0.638 | 15.312 | 120 | 1837.44 | 0.638
CO | lignite | Summer | 0.638 | 0.638 | 0.638 | 0.638 | 0.638 | 0.638 | 0.638 | 0.638 | 0.638 | 0.638 | 0.638 | 0.638 | 0.638 | 0.638 | 0.638 | 0.638 | 0.638 | 0.638 | 0.638 | 0.638 | 0.638 | 0.638 | 0.638 | 0.638 | 15.312 | 71 | 1087.152 | 0.638
CO | lignite | Fall | 0.638 | 0.638 | 0.638 | 0.638 | 0.638 | 0.638 | 0.638 | 0.638 | 0.638 | 0.638 | 0.638 | 0.638 | 0.638 | 0.638 | 0.638 | 0.638 | 0.638 | 0.638 | 0.638 | 0.638 | 0.638 | 0.638 | 0.638 | 0.638 | 15.312 | 86 | 1316.832 | 0.638
CO | lignite | Summer Peak | 0.638 | 0.638 | 0.638 | 0.638 | 0.638 | 0.638 | 0.638 | 0.638 | 0.638 | 0.638 | 0.638 | 0.638 | 0.638 | 0.638 | 0.638 | 0.638 | 0.638 | 0.638 | 0.638 | 0.638 | 0.638 | 0.638 | 0.638 | 0.638 | 15.312 | 3 | 45.936 | 0.638
CO | lignite | Winter Peak | 0.638 | 0.638 | 0.638 | 0.638 | 0.638 | 0.638 | 0.638 | 0.638 | 0.638 | 0.638 | 0.638 | 0.638 | 0.638 | 0.638 | 0.638 | 0.638 | 0.638 | 0.638 | 0.638 | 0.638 | 0.638 | 0.638 | 0.638 | 0.638 | 15.312 | 16 | 244.992 | 0.638
CO | municipal solid waste | Winter | 0.75115 | 0.75115 | 0.75115 | 0.75115 | 0.75115 | 0.75115 | 0.75115 | 0.75115 | 0.74294 | 0.74246 | 0.74246 | 0.74246 | 0.74246 | 0.74246 | 0.74246 | 0.74246 | 0.74704 | 0.75115 | 0.75115 | 0.75115 | 0.75115 | 0.75115 | 0.75115 | 0.75115 | 17.9545 | 69 | 1238.8623 | 0.75115
CO | municipal solid waste | Spring | 0.75115 | 0.75115 | 0.75115 | 0.75115 | 0.75115 | 0.75115 | 0.74879 | 0.67586 | 0.63932 | 0.62551 | 0.62432 | 0.62432 | 0.62432 | 0.62551 | 0.63544 | 0.65595 | 0.70198 | 0.75115 | 0.75115 | 0.75115 | 0.75115 | 0.75115 | 0.75115 | 0.75115 | 16.9463 | 120 | 2033.5577 | 0.75115
CO | municipal solid waste | Summer | 0.75115 | 0.75115 | 0.75115 | 0.75115 | 0.75115 | 0.75115 | 0.74006 | 0.7315 | 0.7315 | 0.7315 | 0.7315 | 0.7315 | 0.7315 | 0.73717 | 0.73967 | 0.7451 | 0.75053 | 0.75115 | 0.75115 | 0.75115 | 0.75115 | 0.75115 | 0.75115 | 0.75115 | 17.8665 | 71 | 1268.5231 | 0.75115
CO | municipal solid waste | Fall | 0.75115 | 0.75115 | 0.75115 | 0.75115 | 0.75115 | 0.75115 | 0.75115 | 0.74937 | 0.74753 | 0.74753 | 0.74753 | 0.74753 | 0.74753 | 0.74753 | 0.74931 | 0.75026 | 0.75115 | 0.75115 | 0.75115 | 0.75115 | 0.75115 | 0.75115 | 0.75115 | 0.75115 | 18.0014 | 86 | 1548.1232 | 0.75115
CO | municipal solid waste | Summer Peak | 0.75115 | 0.75115 | 0.75115 | 0.75115 | 0.75115 | 0.75115 | 0.75115 | 0.75115 | 0.75115 | 0.75115 | 0.75115 | 0.75115 | 0.75115 | 0.75115 | 0.75115 | 0.75115 | 0.75115 | 0.75115 | 0.75115 | 0.75115 | 0.75115 | 0.75115 | 0.75115 | 0.75115 | 18.0277 | 3 | 54.083 | 0.75115
CO | municipal solid waste | Winter Peak | 0.75115 | 0.75115 | 0.75115 | 0.75115 | 0.75115 | 0.75115 | 0.75115 | 0.75115 | 0.75115 | 0.75115 | 0.75115 | 0.75115 | 0.75115 | 0.75115 | 0.75115 | 0.75115 | 0.75115 | 0.75115 | 0.75115 | 0.75115 | 0.75115 | 0.75115 | 0.75115 | 0.75115 | 18.0277 | 16 | 288.4428 | 0.75115
CO | natural gas peaker | Winter | 0.076368 | 0.076368 | 0.076368 | 0.076368 | 0.076368 | 0.076368 | 0.076368 | 0.076368 | 0.076368 | 0.076368 | 0.076368 | 0.076368 | 0.076368 | 0.076368 | 0.076368 | 0.076368 | 0.076368 | 0.076368 | 0.076368 | 0.076368 | 0.076368 | 0.076368 | 0.076368 | 0.076368 | 1.8328 | 69 | 126.4661 | 0.076368
CO | natural gas peaker | Spring | 0.076368 | 0.076368 | 0.076368 | 0.076368 | 0.076368 | 0.076368 | 0.076368 | 0.076368 | 0.076368 | 0.076368 | 0.076368 | 0.076368 | 0.076368 | 0.076368 | 0.076368 | 0.076368 | 0.076368 | 0.076368 | 1 | 1 | 0.076368 | 0.076368 | 0.076368 | 0.076368 | 3.6801 | 120 | 441.6126 | 1
CO | natural gas peaker | Summer | 0.076368 | 0.076368 | 0.076368 | 0.076368 | 0.076368 | 0.076368 | 0.076368 | 0.076368 | 0.076368 | 0.076368 | 0.076368 | 0.076368 | 0.076368 | 0.076368 | 0.076368 | 0.076368 | 0.076368 | 0.076368 | 0.076368 | 0.076368 | 0.076368 | 0.076368 | 0.076368 | 0.076368 | 1.8328 | 71 | 130.1318 | 0.076368
CO | natural gas peaker | Fall | 0.076368 | 0.076368 | 0.076368 | 0.076368 | 0.076368 | 0.076368 | 0.076368 | 0.076368 | 0.076368 | 0.076368 | 0.076368 | 0.076368 | 0.076368 | 0.076368 | 0.076368 | 0.076368 | 0.076368 | 0.076368 | 1 | 1 | 0.076368 | 0.076368 | 0.076368 | 0.076368 | 3.6801 | 86 | 316.489 | 1
CO | natural gas peaker | Summer Peak | 0.076368 | 0.076368 | 0.076368 | 0.076368 | 0.076368 | 0.076368 | 0.076368 | 0.076368 | 0.076368 | 0.076368 | 0.076368 | 0.076368 | 0.076368 | 0.076368 | 0.076368 | 0.076368 | 0.076368 | 0.076368 | 0.076368 | 0.076368 | 0.076368 | 0.076368 | 0.076368 | 0.076368 | 1.8328 | 3 | 5.4985 | 0.076368
CO | natural gas peaker | Winter Peak | 0.076368 | 0.076368 | 0.076368 | 0.076368 | 0.076368 | 0.076368 | 0.076368 | 0.076368 | 0.076368 | 0.076368 | 0.076368 | 0.076368 | 0.076368 | 0.076368 | 0.076368 | 0.076368 | 0.076368 | 0.076368 | 0.076368 | 0.076368 | 0.076368 | 0.076368 | 0.076368 | 0.076368 | 1.8328 | 16 | 29.3255 | 0.076368
CO | nuclear | Winter | 0.909 | 0.909 | 0.909 | 0.909 | 0.909 | 0.909 | 0.909 | 0.909 | 0.909 | 0.909 | 0.909 | 0.909 | 0.909 | 0.909 | 0.909 | 0.909 | 0.909 | 0.909 | 0.909 | 0.909 | 0.909 | 0.909 | 0.909 | 0.909 | 21.816 | 69 | 1505.304 | 0.909
CO | nuclear | Spring | 0.909 | 0.909 | 0.909 | 0.909 | 0.909 | 0.909 | 0.909 | 0.909 | 0.909 | 0.909 | 0.909 | 0.909 | 0.909 | 0.909 | 0.909 | 0.909 | 0.909 | 0.909 | 0.909 | 0.909 | 0.909 | 0.909 | 0.909 | 0.909 | 21.816 | 120 | 2617.92 | 0.909
CO | nuclear | Summer | 0.909 | 0.909 | 0.909 | 0.909 | 0.909 | 0.909 | 0.909 | 0.909 | 0.909 | 0.909 | 0.909 | 0.909 | 0.909 | 0.909 | 0.909 | 0.909 | 0.909 | 0.909 | 0.909 | 0.909 | 0.909 | 0.909 | 0.909 | 0.909 | 21.816 | 71 | 1548.936 | 0.909
CO | nuclear | Fall | 0.909 | 0.909 | 0.909 | 0.909 | 0.909 | 0.909 | 0.909 | 0.909 | 0.909 | 0.909 | 0.909 | 0.909 | 0.909 | 0.909 | 0.909 | 0.909 | 0.909 | 0.909 | 0.909 | 0.909 | 0.909 | 0.909 | 0.909 | 0.909 | 21.816 | 86 | 1876.176 | 0.909
CO | nuclear | Summer Peak | 0.909 | 0.909 | 0.909 | 0.909 | 0.909 | 0.909 | 0.909 | 0.909 | 0.909 | 0.909 | 0.909 | 0.909 | 0.909 | 0.909 | 0.909 | 0.909 | 0.909 | 0.909 | 0.909 | 0.909 | 0.909 | 0.909 | 0.909 | 0.909 | 21.816 | 3 | 65.448 | 0.909
CO | nuclear | Winter Peak | 0.909 | 0.909 | 0.909 | 0.909 | 0.909 | 0.909 | 0.909 | 0.909 | 0.909 | 0.909 | 0.909 | 0.909 | 0.909 | 0.909 | 0.909 | 0.909 | 0.909 | 0.909 | 0.909 | 0.909 | 0.909 | 0.909 | 0.909 | 0.909 | 21.816 | 16 | 349.056 | 0.909
CO | offshore wind | Winter | 0.46865 | 0.46497 | 0.46294 | 0.46058 | 0.46116 | 0.46327 | 0.46948 | 0.47251 | 0.47201 | 0.4542 | 0.43176 | 0.41308 | 0.40133 | 0.39934 | 0.40075 | 0.40807 | 0.42667 | 0.44729 | 0.45834 | 0.4665 | 0.46547 | 0.46327 | 0.45992 | 0.45023 | 10.7418 | 69 | 741.1829 | 0.47251
CO | offshore wind | Spring | 0.44472 | 0.43504 | 0.43018 | 0.42314 | 0.4119 | 0.39669 | 0.38665 | 0.37127 | 0.3456 | 0.32681 | 0.31325 | 0.30347 | 0.30782 | 0.31905 | 0.3249 | 0.33608 | 0.35787 | 0.38535 | 0.40885 | 0.43556 | 0.4543 | 0.45487 | 0.45932 | 0.45564 | 9.2883 | 120 | 1114.5963 | 0.45932
CO | offshore wind | Summer | 0.30082 | 0.30405 | 0.30969 | 0.30421 | 0.29524 | 0.2838 | 0.26568 | 0.24324 | 0.22261 | 0.2029 | 0.19535 | 0.19447 | 0.18654 | 0.18391 | 0.18905 | 0.20257 | 0.22496 | 0.23974 | 0.25364 | 0.27729 | 0.27285 | 0.27044 | 0.27493 | 0.28314 | 5.9811 | 71 | 424.6593 | 0.30969
CO | offshore wind | Fall | 0.39945 | 0.40031 | 0.39867 | 0.39313 | 0.39477 | 0.39571 | 0.40203 | 0.40656 | 0.40312 | 0.39165 | 0.37299 | 0.36042 | 0.35176 | 0.34653 | 0.3498 | 0.3612 | 0.374 | 0.39329 | 0.40898 | 0.43052 | 0.45652 | 0.45589 | 0.44863 | 0.43021 | 9.5262 | 86 | 819.249 | 0.45652
CO | offshore wind | Summer Peak | 0.079048 | 0.068571 | 0.058095 | 0.060952 | 0.062857 | 0.061905 | 0.059048 | 0.062857 | 0.06 | 0.050476 | 0.050476 | 0.06 | 0.05619 | 0.061905 | 0.074286 | 0.070476 | 0.059048 | 0.04381 | 0.038095 | 0.05619 | 0.086667 | 0.11714 | 0.13619 | 0.14667 | 1.681 | 3 | 5.0429 | 0.14667
CO | offshore wind | Winter Peak | 0.38 | 0.37524 | 0.38286 | 0.40381 | 0.40286 | 0.42571 | 0.46952 | 0.53429 | 0.57619 | 0.61333 | 0.6419 | 0.64762 | 0.64952 | 0.66476 | 0.69619 | 0.73143 | 0.78286 | 0.85429 | 0.83048 | 0.81143 | 0.81905 | 0.82667 | 0.8 | 0.7381 | 15.0581 | 16 | 240.9295 | 0.85429
CO | onshore wind | Winter | 0.61899 | 0.61534 | 0.60964 | 0.60669 | 0.60471 | 0.58013 | 0.52639 | 0.48302 | 0.47125 | 0.47569 | 0.48873 | 0.49603 | 0.50126 | 0.50758 | 0.51514 | 0.52239 | 0.54037 | 0.57062 | 0.60671 | 0.63123 | 0.63723 | 0.63039 | 0.61624 | 0.60336 | 13.4591 | 69 | 928.6802 | 0.63723
CO | onshore wind | Spring | 0.43745 | 0.42485 | 0.40655 | 0.38977 | 0.37163 | 0.3337 | 0.26944 | 0.22463 | 0.20114 | 0.19224 | 0.19397 | 0.20589 | 0.22279 | 0.24463 | 0.26861 | 0.30234 | 0.35063 | 0.40997 | 0.48002 | 0.52656 | 0.54471 | 0.54698 | 0.54323 | 0.53673 | 8.6285 | 120 | 1035.4161 | 0.54698
CO | onshore wind | Summer | 0.5519 | 0.57366 | 0.59103 | 0.60482 | 0.60498 | 0.57408 | 0.50222 | 0.42534 | 0.35426 | 0.30376 | 0.27396 | 0.25948 | 0.2489 | 0.2487 | 0.24585 | 0.24294 | 0.2585 | 0.27997 | 0.30623 | 0.34857 | 0.37088 | 0.37694 | 0.38118 | 0.40145 | 9.3296 | 71 | 662.3991 | 0.60498
CO | onshore wind | Fall | 0.27045 | 0.25497 | 0.24056 | 0.23325 | 0.22596 | 0.2157 | 0.18756 | 0.16589 | 0.1365 | 0.10773 | 0.093915 | 0.090881 | 0.096213 | 0.10996 | 0.1243 | 0.15829 | 0.21054 | 0.25614 | 0.30323 | 0.33081 | 0.34497 | 0.35137 | 0.35572 | 0.36027 | 5.2252 | 86 | 449.3658 | 0.36027
CO | onshore wind | Summer Peak | 0.17527 | 0.19895 | 0.20842 | 0.19725 | 0.14674 | 0.091818 | 0.054458 | 0.053694 | 0.051151 | 0.045584 | 0.050921 | 0.068552 | 0.095321 | 0.18652 | 0.21912 | 0.30286 | 0.27774 | 0.24001 | 0.17553 | 0.15587 | 0.12894 | 0.10829 | 0.090026 | 0.073064 | 3.3961 | 3 | 10.1883 | 0.30286
CO | onshore wind | Winter Peak | 0.66431 | 0.68196 | 0.68135 | 0.68116 | 0.66767 | 0.6558 | 0.63434 | 0.59105 | 0.47477 | 0.36497 | 0.30321 | 0.25686 | 0.21875 | 0.17964 | 0.15736 | 0.15462 | 0.17778 | 0.19756 | 0.20638 | 0.21028 | 0.21792 | 0.22623 | 0.23757 | 0.25311 | 9.0947 | 16 | 145.5145 | 0.68196
CO | petroleum | Winter | 0.076368 | 0.076368 | 0.076368 | 0.076368 | 0.076368 | 0.076368 | 0.076368 | 0.076368 | 0.076368 | 0.076368 | 0.076368 | 0.076368 | 0.076368 | 0.076368 | 0.076368 | 0.076368 | 0.076368 | 0.076368 | 0.076368 | 0.076368 | 0.076368 | 0.076368 | 0.076368 | 0.076368 | 1.8328 | 69 | 126.4661 | 0.076368
CO | petroleum | Spring | 0.076368 | 0.076368 | 0.076368 | 0.076368 | 0.076368 | 0.076368 | 0.076368 | 0.076368 | 0.076368 | 0.076368 | 0.076368 | 0.076368 | 0.076368 | 0.076368 | 0.076368 | 0.076368 | 0.076368 | 0.076368 | 1 | 1 | 0.076368 | 0.076368 | 0.076368 | 0.076368 | 3.6801 | 120 | 441.6126 | 1
CO | petroleum | Summer | 0.076368 | 0.076368 | 0.076368 | 0.076368 | 0.076368 | 0.076368 | 0.076368 | 0.076368 | 0.076368 | 0.076368 | 0.076368 | 0.076368 | 0.076368 | 0.076368 | 0.076368 | 0.076368 | 0.076368 | 0.076368 | 0.076368 | 0.076368 | 0.076368 | 0.076368 | 0.076368 | 0.076368 | 1.8328 | 71 | 130.1318 | 0.076368
CO | petroleum | Fall | 0.076368 | 0.076368 | 0.076368 | 0.076368 | 0.076368 | 0.076368 | 0.076368 | 0.076368 | 0.076368 | 0.076368 | 0.076368 | 0.076368 | 0.076368 | 0.076368 | 0.076368 | 0.076368 | 0.076368 | 0.076368 | 1 | 1 | 0.076368 | 0.076368 | 0.076368 | 0.076368 | 3.6801 | 86 | 316.489 | 1
CO | petroleum | Summer Peak | 0.076368 | 0.076368 | 0.076368 | 0.076368 | 0.076368 | 0.076368 | 0.076368 | 0.076368 | 0.076368 | 0.076368 | 0.076368 | 0.076368 | 0.076368 | 0.076368 | 0.076368 | 0.076368 | 0.076368 | 0.076368 | 0.076368 | 0.076368 | 0.076368 | 0.076368 | 0.076368 | 0.076368 | 1.8328 | 3 | 5.4985 | 0.076368
CO | petroleum | Winter Peak | 0.076368 | 0.076368 | 0.076368 | 0.076368 | 0.076368 | 0.076368 | 0.076368 | 0.076368 | 0.076368 | 0.076368 | 0.076368 | 0.076368 | 0.076368 | 0.076368 | 0.076368 | 0.076368 | 0.076368 | 0.076368 | 0.076368 | 0.076368 | 0.076368 | 0.076368 | 0.076368 | 0.076368 | 1.8328 | 16 | 29.3255 | 0.076368
CO | pumped hydro | Winter | 0.024524 | 0.02788 | 0.040145 | 0.046782 | 0.038677 | 0.025719 | 0.0095945 | 0 | 0 | 0 | 0 | 0 | 0 | 0 | 0 | 0.0031715 | 0.037879 | 0.24789 | 0.34769 | 0.39436 | 0.37663 | 0.32197 | 0.25203 | 0.10982 | 2.3048 | 69 | 159.0293 | 0.39436
CO | pumped hydro | Spring | 0.01376 | 0.0047592 | 0.0012526 | 0.0068942 | 0.025366 | 0.030907 | 0.031158 | 0.00030705 | 0 | 0 | 0 | 0 | 0 | 0 | 0.005425 | 0.0068799 | 0.087537 | 0.28473 | 0.30834 | 0.32032 | 0.26819 | 0.21024 | 0.10697 | 0.013798 | 1.7268 | 120 | 207.2209 | 0.32032
CO | pumped hydro | Summer | 0.012128 | 0 | 0 | 0.0054029 | 0.0092684 | 0.023256 | 0.02416 | 0 | 0 | 0 | 0 | 0 | 0 | 0 | 0 | 0 | 0.15001 | 0.34808 | 0.44671 | 0.47066 | 0.42466 | 0.27097 | 0.15168 | 0.042991 | 2.38 | 71 | 168.978 | 0.47066
CO | pumped hydro | Fall | 1.6016e-05 | 0.0001021 | 0.0032934 | 0.0071453 | 0.0092595 | 0.012253 | 0.0095998 | 0 | 0 | 0 | 0 | 0 | 0 | 0.0023344 | 0.0095998 | 0.0095998 | 0.10086 | 0.2024 | 0.23656 | 0.26246 | 0.21393 | 0.14497 | 0.071565 | 0.0090973 | 1.3051 | 86 | 112.2347 | 0.26246
CO | pumped hydro | Summer Peak | 0 | 0 | 0 | 0 | 0 | 0 | 0 | 0 | 0 | 0 | 0 | 0 | 0 | 0 | 0 | 0 | 0 | 0 | 0 | 0.37701 | 0.1576 | 0.13349 | 0 | 0 | 0.6681 | 3 | 2.0043 | 0.37701
CO | pumped hydro | Winter Peak | 0 | 0 | 0 | 0 | 0 | 0 | 0.051599 | 0.051599 | 0 | 0 | 0 | 0 | 0 | 0 | 0 | 0 | 0.30093 | 0.37432 | 0.289 | 0.18895 | 0.22036 | 0.22658 | 0.045745 | 0 | 1.7491 | 16 | 27.9855 | 0.37432
CO | smr | Winter | 0.9 | 0.9 | 0.9 | 0.9 | 0.9 | 0.9 | 0.9 | 0.9 | 0.9 | 0.9 | 0.9 | 0.9 | 0.9 | 0.9 | 0.9 | 0.9 | 0.9 | 0.9 | 0.9 | 0.9 | 0.9 | 0.9 | 0.9 | 0.9 | 21.6 | 69 | 1490.4 | 0.9
CO | smr | Spring | 0.9 | 0.9 | 0.9 | 0.9 | 0.9 | 0.9 | 0.9 | 0.9 | 0.9 | 0.9 | 0.9 | 0.9 | 0.9 | 0.9 | 0.9 | 0.9 | 0.9 | 0.9 | 0.9 | 0.9 | 0.9 | 0.9 | 0.9 | 0.9 | 21.6 | 120 | 2592 | 0.9
CO | smr | Summer | 0.9 | 0.9 | 0.9 | 0.9 | 0.9 | 0.9 | 0.9 | 0.9 | 0.9 | 0.9 | 0.9 | 0.9 | 0.9 | 0.9 | 0.9 | 0.9 | 0.9 | 0.9 | 0.9 | 0.9 | 0.9 | 0.9 | 0.9 | 0.9 | 21.6 | 71 | 1533.6 | 0.9
CO | smr | Fall | 0.9 | 0.9 | 0.9 | 0.9 | 0.9 | 0.9 | 0.9 | 0.9 | 0.9 | 0.9 | 0.9 | 0.9 | 0.9 | 0.9 | 0.9 | 0.9 | 0.9 | 0.9 | 0.9 | 0.9 | 0.9 | 0.9 | 0.9 | 0.9 | 21.6 | 86 | 1857.6 | 0.9
CO | smr | Summer Peak | 0.9 | 0.9 | 0.9 | 0.9 | 0.9 | 0.9 | 0.9 | 0.9 | 0.9 | 0.9 | 0.9 | 0.9 | 0.9 | 0.9 | 0.9 | 0.9 | 0.9 | 0.9 | 0.9 | 0.9 | 0.9 | 0.9 | 0.9 | 0.9 | 21.6 | 3 | 64.8 | 0.9
CO | smr | Winter Peak | 0.9 | 0.9 | 0.9 | 0.9 | 0.9 | 0.9 | 0.9 | 0.9 | 0.9 | 0.9 | 0.9 | 0.9 | 0.9 | 0.9 | 0.9 | 0.9 | 0.9 | 0.9 | 0.9 | 0.9 | 0.9 | 0.9 | 0.9 | 0.9 | 21.6 | 16 | 345.6 | 0.9
CO | solar pv dist | Winter | 0 | 0 | 0 | 0 | 0.0026145 | 0.017688 | 0.27271 | 0.41167 | 0.49567 | 0.48791 | 0.48758 | 0.47648 | 0.46646 | 0.48272 | 0.49176 | 0.37797 | 0.21138 | 0.09052 | 0.0055228 | 0 | 0 | 0 | 0 | 0 | 4.7787 | 69 | 329.7273 | 0.49567
CO | solar pv dist | Spring | 0 | 0 | 0 | 0 | 0.0023715 | 0.015221 | 0.24139 | 0.38364 | 0.45667 | 0.48096 | 0.46917 | 0.46471 | 0.46298 | 0.47913 | 0.45346 | 0.33718 | 0.17676 | 0.065792 | 0.0060492 | 0 | 0 | 0 | 0 | 0 | 4.4955 | 120 | 539.4554 | 0.48096
CO | solar pv dist | Summer | 0 | 0 | 0 | 0 | 0.0032942 | 0.01986 | 0.27003 | 0.43083 | 0.51042 | 0.50705 | 0.50059 | 0.49716 | 0.50083 | 0.51724 | 0.49728 | 0.38807 | 0.22034 | 0.084043 | 0.0076192 | 0 | 0 | 0 | 0 | 0 | 4.9547 | 71 | 351.7806 | 0.51724
CO | solar pv dist | Fall | 0 | 0 | 0 | 0 | 0.0012182 | 0.011624 | 0.18398 | 0.32113 | 0.42307 | 0.44917 | 0.43879 | 0.44098 | 0.43849 | 0.47144 | 0.43625 | 0.28883 | 0.14487 | 0.060485 | 0.0038362 | 0 | 0 | 0 | 0 | 0 | 4.1142 | 86 | 353.8184 | 0.47144
CO | solar pv dist | Summer Peak | 0 | 0 | 0 | 0 | 0.0087014 | 0.048479 | 0.39164 | 0.45605 | 0.50449 | 0.54935 | 0.50884 | 0.48126 | 0.52896 | 0.5135 | 0.50682 | 0.37587 | 0.38329 | 0.20639 | 0.036981 | 0 | 0 | 0 | 0 | 0 | 5.5006 | 3 | 16.5018 | 0.54935
CO | solar pv dist | Winter Peak | 0 | 0 | 0 | 0 | 0 | 0 | 0.028894 | 0.2208 | 0.37353 | 0.42306 | 0.4145 | 0.40419 | 0.39917 | 0.4698 | 0.44054 | 0.21827 | 0.021618 | 0 | 0 | 0 | 0 | 0 | 0 | 0 | 3.4144 | 16 | 54.6301 | 0.4698
CO | solar pv | Winter | 0 | 0 | 0 | 0 | 0.0081725 | 0.11504 | 0.30909 | 0.47018 | 0.541 | 0.55529 | 0.55695 | 0.55304 | 0.54756 | 0.54472 | 0.52695 | 0.43467 | 0.26275 | 0.08653 | 0.003925 | 0 | 0 | 0 | 0 | 0 | 5.5159 | 69 | 380.5954 | 0.55695
CO | solar pv | Spring | 0 | 0 | 0 | 0 | 0.0080999 | 0.1021 | 0.29079 | 0.46254 | 0.54408 | 0.56118 | 0.55507 | 0.54841 | 0.54704 | 0.54097 | 0.51796 | 0.42301 | 0.24374 | 0.079418 | 0.0057951 | 0 | 0 | 0 | 0 | 0 | 5.4302 | 120 | 651.6252 | 0.56118
CO | solar pv | Summer | 0 | 0 | 0 | 0 | 0.011254 | 0.11325 | 0.30587 | 0.48391 | 0.5652 | 0.57543 | 0.56718 | 0.55813 | 0.55782 | 0.55679 | 0.5352 | 0.43586 | 0.25036 | 0.082179 | 0.0066517 | 0 | 0 | 0 | 0 | 0 | 5.6051 | 71 | 397.9616 | 0.57543
CO | solar pv | Fall | 0 | 0 | 0 | 0 | 0.0018425 | 0.072284 | 0.2041 | 0.3563 | 0.4715 | 0.49554 | 0.48906 | 0.48414 | 0.48826 | 0.49052 | 0.46277 | 0.33221 | 0.17552 | 0.062879 | 0.0027035 | 0 | 0 | 0 | 0 | 0 | 4.5896 | 86 | 394.7075 | 0.49554
CO | solar pv | Summer Peak | 0 | 0 | 0 | 0 | 0.0082221 | 0.18445 | 0.38094 | 0.45914 | 0.5082 | 0.53792 | 0.56769 | 0.57993 | 0.57247 | 0.53738 | 0.50732 | 0.44776 | 0.38352 | 0.20845 | 0.029326 | 0 | 0 | 0 | 0 | 0 | 5.9127 | 3 | 17.7382 | 0.57993
CO | solar pv | Winter Peak | 0 | 0 | 0 | 0 | 0 | 0 | 0.016042 | 0.1839 | 0.36535 | 0.40141 | 0.39539 | 0.40102 | 0.422 | 0.45086 | 0.42915 | 0.22701 | 0.022617 | 0 | 0 | 0 | 0 | 0 | 0 | 0 | 3.3148 | 16 | 53.0361 | 0.45086
CO | solar thermal | Winter | 0 | 0 | 0 | 0 | 0 | 0 | 0 | 0 | 0 | 0.08597 | 0.37963 | 0.49887 | 0.49723 | 0.48344 | 0.47116 | 0.48279 | 0.49202 | 0.44649 | 0.21282 | 0.015243 | 0 | 0 | 0 | 0 | 4.0657 | 69 | 280.5309 | 0.49887
CO | solar thermal | Spring | 0 | 0 | 0 | 0 | 0 | 0 | 0 | 0.0076376 | 0.18687 | 0.48014 | 0.63047 | 0.67382 | 0.67706 | 0.67418 | 0.66674 | 0.6665 | 0.66683 | 0.64842 | 0.56803 | 0.30656 | 0.039289 | 0 | 0 | 0 | 6.8926 | 120 | 827.1076 | 0.67706
CO | solar thermal | Summer | 0 | 0 | 0 | 0 | 0 | 0 | 0 | 0.024165 | 0.27576 | 0.51489 | 0.59949 | 0.63012 | 0.63917 | 0.63842 | 0.63267 | 0.62353 | 0.61338 | 0.59439 | 0.54207 | 0.40006 | 0.11962 | 2.6056e-06 | 0 | 0 | 6.8477 | 71 | 486.1884 | 0.63917
CO | solar thermal | Fall | 0 | 0 | 0 | 0 | 0 | 0 | 0 | 0 | 0.054994 | 0.36422 | 0.55217 | 0.58569 | 0.57826 | 0.56812 | 0.56341 | 0.56827 | 0.56955 | 0.52878 | 0.35579 | 0.077412 | 3.2207e-05 | 0 | 0 | 0 | 5.3667 | 86 | 461.5357 | 0.58569
CO | solar thermal | Summer Peak | 0 | 0 | 0 | 0 | 0 | 0 | 0 | 0.027732 | 0.38084 | 0.62249 | 0.69231 | 0.71807 | 0.7248 | 0.72465 | 0.72329 | 0.72571 | 0.72389 | 0.71218 | 0.67311 | 0.55977 | 0.22117 | 0 | 0 | 0 | 8.23 | 3 | 24.69 | 0.72571
CO | solar thermal | Winter Peak | 0 | 0 | 0 | 0 | 0 | 0 | 0 | 0 | 0 | 0.0026447 | 0.27588 | 0.35613 | 0.39021 | 0.41121 | 0.42512 | 0.48557 | 0.52766 | 0.49305 | 0.19344 | 0 | 0 | 0 | 0 | 0 | 3.5609 | 16 | 56.9745 | 0.52766
CO | natural gas steam turbine | Winter | 0.074473 | 0.067608 | 0.067227 | 0.067094 | 0.067094 | 0.067257 | 0.070253 | 0.0818 | 0.077299 | 0.068015 | 0.068551 | 0.068996 | 0.069824 | 0.070244 | 0.071773 | 0.079062 | 0.097575 | 0.17125 | 0.23403 | 0.2123 | 0.16044 | 0.12753 | 0.11009 | 0.092507 | 2.3423 | 69 | 161.6182 | 0.23403
CO | natural gas steam turbine | Spring | 0.1034 | 0.095181 | 0.09158 | 0.090321 | 0.089764 | 0.088397 | 0.085825 | 0.086005 | 0.086036 | 0.086387 | 0.087569 | 0.089085 | 0.09254 | 0.10105 | 0.11035 | 0.12714 | 0.14911 | 0.20948 | 0.32233 | 0.42963 | 0.37111 | 0.2585 | 0.1667 | 0.12552 | 3.543 | 120 | 425.1605 | 0.42963
CO | natural gas steam turbine | Summer | 0.40641 | 0.38564 | 0.37495 | 0.36964 | 0.36362 | 0.35756 | 0.35713 | 0.35766 | 0.35915 | 0.36845 | 0.39476 | 0.45334 | 0.50751 | 0.56556 | 0.63018 | 0.6947 | 0.80327 | 0.96159 | 1 | 1 | 0.96041 | 0.73392 | 0.52192 | 0.44038 | 13.3678 | 71 | 949.111 | 1
CO | natural gas steam turbine | Fall | 0.088364 | 0.08036 | 0.076385 | 0.074699 | 0.074317 | 0.073523 | 0.069412 | 0.069643 | 0.06938 | 0.069676 | 0.070313 | 0.07243 | 0.076526 | 0.084648 | 0.093947 | 0.11833 | 0.17937 | 0.2497 | 0.39252 | 0.37823 | 0.25138 | 0.15548 | 0.12103 | 0.099183 | 3.0888 | 86 | 265.6411 | 0.39252
CO | natural gas steam turbine | Summer Peak | 0.62986 | 0.60284 | 0.58344 | 0.57171 | 0.56051 | 0.56051 | 0.56051 | 0.56051 | 0.56051 | 0.56635 | 0.62054 | 0.95923 | 1 | 1 | 1 | 1 | 1 | 1 | 1 | 1 | 1 | 1 | 0.96893 | 0.67569 | 18.9812 | 3 | 56.9435 | 1
CO | natural gas steam turbine | Winter Peak | 0.08449 | 0.08449 | 0.08449 | 0.08449 | 0.08449 | 0.08449 | 0.08449 | 0.08449 | 0.08449 | 0.08449 | 0.08449 | 0.08449 | 0.08449 | 0.08449 | 0.08449 | 0.10966 | 0.12948 | 0.62156 | 0.77084 | 0.77091 | 0.70414 | 0.22142 | 0.16301 | 0.13906 | 4.8974 | 16 | 78.3587 | 0.77091
CT | biomass ccs | Winter | 0.8 | 0.8 | 0.8 | 0.8 | 0.8 | 0.8 | 0.8 | 0.8 | 0.8 | 0.8 | 0.8 | 0.8 | 0.8 | 0.8 | 0.8 | 0.8 | 0.8 | 0.8 | 0.8 | 0.8 | 0.8 | 0.8 | 0.8 | 0.8 | 19.2 | 65 | 1248 | 0.8
CT | biomass ccs | Spring | 0.8 | 0.8 | 0.8 | 0.8 | 0.8 | 0.8 | 0.8 | 0.8 | 0.8 | 0.8 | 0.8 | 0.8 | 0.8 | 0.8 | 0.8 | 0.8 | 0.8 | 0.8 | 0.8 | 0.8 | 0.8 | 0.8 | 0.8 | 0.8 | 19.2 | 64 | 1228.8 | 0.8
CT | biomass ccs | Summer | 0.8 | 0.8 | 0.8 | 0.8 | 0.8 | 0.8 | 0.8 | 0.8 | 0.8 | 0.8 | 0.8 | 0.8 | 0.8 | 0.8 | 0.8 | 0.8 | 0.8 | 0.8 | 0.8 | 0.8 | 0.8 | 0.8 | 0.8 | 0.8 | 19.2 | 56 | 1075.2 | 0.8
CT | biomass ccs | Fall | 0.8 | 0.8 | 0.8 | 0.8 | 0.8 | 0.8 | 0.8 | 0.8 | 0.8 | 0.8 | 0.8 | 0.8 | 0.8 | 0.8 | 0.8 | 0.8 | 0.8 | 0.8 | 0.8 | 0.8 | 0.8 | 0.8 | 0.8 | 0.8 | 19.2 | 159 | 3052.8 | 0.8
CT | biomass ccs | Summer Peak | 0.8 | 0.8 | 0.8 | 0.8 | 0.8 | 0.8 | 0.8 | 0.8 | 0.8 | 0.8 | 0.8 | 0.8 | 0.8 | 0.8 | 0.8 | 0.8 | 0.8 | 0.8 | 0.8 | 0.8 | 0.8 | 0.8 | 0.8 | 0.8 | 19.2 | 14 | 268.8 | 0.8
CT | biomass ccs | Winter Peak | 0.8 | 0.8 | 0.8 | 0.8 | 0.8 | 0.8 | 0.8 | 0.8 | 0.8 | 0.8 | 0.8 | 0.8 | 0.8 | 0.8 | 0.8 | 0.8 | 0.8 | 0.8 | 0.8 | 0.8 | 0.8 | 0.8 | 0.8 | 0.8 | 19.2 | 7 | 134.4 | 0.8
CT | biomass | Winter | 0.6611 | 0.6611 | 0.6611 | 0.6611 | 0.6611 | 0.6611 | 0.6611 | 0.6611 | 0.6611 | 0.6611 | 0.6611 | 0.6611 | 0.6611 | 0.6611 | 0.6611 | 0.6611 | 0.6611 | 0.6611 | 0.6611 | 0.6611 | 0.6611 | 0.6611 | 0.6611 | 0.6611 | 15.8664 | 65 | 1031.316 | 0.6611
CT | biomass | Spring | 0.6611 | 0.6611 | 0.6611 | 0.6611 | 0.6611 | 0.6611 | 0.6611 | 0.6611 | 0.6611 | 0.6611 | 0.6611 | 0.6611 | 0.6611 | 0.6611 | 0.6611 | 0.6611 | 0.6611 | 0.6611 | 0.6611 | 0.6611 | 0.6611 | 0.6611 | 0.6611 | 0.6611 | 15.8664 | 64 | 1015.4496 | 0.6611
CT | biomass | Summer | 0.6611 | 0.6611 | 0.6611 | 0.6611 | 0.6611 | 0.6611 | 0.6611 | 0.6611 | 0.6611 | 0.6611 | 0.6611 | 0.6611 | 0.6611 | 0.6611 | 0.6611 | 0.6611 | 0.6611 | 0.6611 | 0.6611 | 0.6611 | 0.6611 | 0.6611 | 0.6611 | 0.6611 | 15.8664 | 56 | 888.5184 | 0.6611
CT | biomass | Fall | 0.6611 | 0.6611 | 0.6611 | 0.6611 | 0.6611 | 0.6611 | 0.6611 | 0.6611 | 0.6611 | 0.6611 | 0.6611 | 0.6611 | 0.6611 | 0.6611 | 0.6611 | 0.6611 | 0.6611 | 0.6611 | 0.6611 | 0.6611 | 0.6611 | 0.6611 | 0.6611 | 0.6611 | 15.8664 | 159 | 2522.7576 | 0.6611
CT | biomass | Summer Peak | 0.6611 | 0.6611 | 0.6611 | 0.6611 | 0.6611 | 0.6611 | 0.6611 | 0.6611 | 0.6611 | 0.6611 | 0.6611 | 0.6611 | 0.6611 | 0.6611 | 0.6611 | 0.6611 | 0.6611 | 0.6611 | 0.6611 | 0.6611 | 0.6611 | 0.6611 | 0.6611 | 0.6611 | 15.8664 | 14 | 222.1296 | 0.6611
CT | biomass | Winter Peak | 0.6611 | 0.6611 | 0.6611 | 0.6611 | 0.6611 | 0.6611 | 0.6611 | 0.6611 | 0.6611 | 0.6611 | 0.6611 | 0.6611 | 0.6611 | 0.6611 | 0.6611 | 0.6611 | 0.6611 | 0.6611 | 0.6611 | 0.6611 | 0.6611 | 0.6611 | 0.6611 | 0.6611 | 15.8664 | 7 | 111.0648 | 0.6611
CT | natural gas combined cycle ccs | Winter | 0.8 | 0.8 | 0.8 | 0.8 | 0.8 | 0.8 | 0.8 | 0.8 | 0.8 | 0.8 | 0.8 | 0.8 | 0.8 | 0.8 | 0.8 | 0.8 | 0.8 | 0.8 | 0.8 | 0.8 | 0.8 | 0.8 | 0.8 | 0.8 | 19.2 | 65 | 1248 | 0.8
CT | natural gas combined cycle ccs | Spring | 0.8 | 0.8 | 0.8 | 0.8 | 0.8 | 0.8 | 0.8 | 0.8 | 0.8 | 0.8 | 0.8 | 0.8 | 0.8 | 0.8 | 0.8 | 0.8 | 0.8 | 0.8 | 0.8 | 0.8 | 0.8 | 0.8 | 0.8 | 0.8 | 19.2 | 64 | 1228.8 | 0.8
CT | natural gas combined cycle ccs | Summer | 0.8 | 0.8 | 0.8 | 0.8 | 0.8 | 0.8 | 0.8 | 0.8 | 0.8 | 0.8 | 0.8 | 0.8 | 0.8 | 0.8 | 0.8 | 0.8 | 0.8 | 0.8 | 0.8 | 0.8 | 0.8 | 0.8 | 0.8 | 0.8 | 19.2 | 56 | 1075.2 | 0.8
CT | natural gas combined cycle ccs | Fall | 0.8 | 0.8 | 0.8 | 0.8 | 0.8 | 0.8 | 0.8 | 0.8 | 0.8 | 0.8 | 0.8 | 0.8 | 0.8 | 0.8 | 0.8 | 0.8 | 0.8 | 0.8 | 0.8 | 0.8 | 0.8 | 0.8 | 0.8 | 0.8 | 19.2 | 159 | 3052.8 | 0.8
CT | natural gas combined cycle ccs | Summer Peak | 0.8 | 0.8 | 0.8 | 0.8 | 0.8 | 0.8 | 0.8 | 0.8 | 0.8 | 0.8 | 0.8 | 0.8 | 0.8 | 0.8 | 0.8 | 0.8 | 0.8 | 0.8 | 0.8 | 0.8 | 0.8 | 0.8 | 0.8 | 0.8 | 19.2 | 14 | 268.8 | 0.8
CT | natural gas combined cycle ccs | Winter Peak | 0.8 | 0.8 | 0.8 | 0.8 | 0.8 | 0.8 | 0.8 | 0.8 | 0.8 | 0.8 | 0.8 | 0.8 | 0.8 | 0.8 | 0.8 | 0.8 | 0.8 | 0.8 | 0.8 | 0.8 | 0.8 | 0.8 | 0.8 | 0.8 | 19.2 | 7 | 134.4 | 0.8
CT | natural gas combined cycle | Winter | 0.78477 | 0.75849 | 0.75023 | 0.75171 | 0.75073 | 0.77444 | 0.82479 | 0.84043 | 0.82248 | 0.82163 | 0.83305 | 0.83551 | 0.82826 | 0.81313 | 0.81913 | 0.85479 | 0.91704 | 0.95871 | 0.96175 | 0.96175 | 0.95685 | 0.93986 | 0.89463 | 0.843 | 20.2971 | 65 | 1319.313 | 0.96175
CT | natural gas combined cycle | Spring | 0.62934 | 0.6158 | 0.611 | 0.61008 | 0.61765 | 0.64693 | 0.65402 | 0.64051 | 0.62527 | 0.63055 | 0.63897 | 0.64279 | 0.64857 | 0.63749 | 0.64829 | 0.69327 | 0.79016 | 0.85979 | 0.87272 | 0.87142 | 0.87631 | 0.84907 | 0.77735 | 0.69087 | 16.7782 | 64 | 1073.8063 | 0.87631
CT | natural gas combined cycle | Summer | 0.52215 | 0.49317 | 0.46989 | 0.46382 | 0.46551 | 0.46934 | 0.44868 | 0.46013 | 0.47208 | 0.49274 | 0.51533 | 0.54702 | 0.57503 | 0.58358 | 0.5997 | 0.62554 | 0.71333 | 0.76924 | 0.78041 | 0.77443 | 0.76777 | 0.75101 | 0.67376 | 0.57222 | 14.0059 | 56 | 784.3297 | 0.78041
CT | natural gas combined cycle | Fall | 0.59633 | 0.56406 | 0.54586 | 0.5383 | 0.53388 | 0.53505 | 0.52969 | 0.55453 | 0.58076 | 0.61449 | 0.66249 | 0.69466 | 0.71446 | 0.72873 | 0.74693 | 0.77291 | 0.81439 | 0.84617 | 0.85093 | 0.8512 | 0.84565 | 0.83197 | 0.77743 | 0.66187 | 16.3927 | 159 | 2606.4452 | 0.8512
CT | natural gas combined cycle | Summer Peak | 0.7311 | 0.69806 | 0.67693 | 0.6431 | 0.63537 | 0.62498 | 0.58137 | 0.61836 | 0.66353 | 0.72032 | 0.81295 | 0.88523 | 0.89228 | 0.91378 | 0.93571 | 0.94016 | 0.94482 | 0.94482 | 0.94482 | 0.94482 | 0.93382 | 0.92841 | 0.89765 | 0.79248 | 19.3049 | 14 | 270.2685 | 0.94482
CT | natural gas combined cycle | Winter Peak | 0.85315 | 0.81595 | 0.80582 | 0.80582 | 0.80582 | 0.84659 | 0.89184 | 0.9168 | 0.92472 | 0.92583 | 0.91975 | 0.93276 | 0.92929 | 0.9121 | 0.9121 | 0.95022 | 0.979 | 0.979 | 0.979 | 0.979 | 0.979 | 0.97156 | 0.95022 | 0.91656 | 21.8819 | 7 | 153.1733 | 0.979
CT | crude oil | Winter | 0.001 | 0.001 | 0.001 | 0.001 | 0.001 | 0.001 | 0.001 | 0.001 | 0.001 | 0.001 | 0.001 | 0.001 | 0.001 | 0.001 | 0.001 | 0.001 | 0.001 | 0.001 | 0.001 | 0.001 | 0.001 | 0.001 | 0.001 | 0.001 | 0.024 | 65 | 1.56 | 0.001
CT | crude oil | Spring | 0.001 | 0.001 | 0.001 | 0.001 | 0.001 | 0.001 | 0.001 | 0.001 | 0.001 | 0.001 | 0.001 | 0.001 | 0.001 | 0.001 | 0.001 | 0.001 | 0.001 | 0.001 | 0.001 | 0.001 | 0.001 | 0.001 | 0.001 | 0.001 | 0.024 | 64 | 1.536 | 0.001
CT | crude oil | Summer | 0.001 | 0.001 | 0.001 | 0.001 | 0.001 | 0.001 | 0.001 | 0.001 | 0.001 | 0.001 | 0.001 | 0.001 | 0.001 | 0.001 | 0.001 | 0.001 | 0.001 | 0.001 | 0.001 | 0.001 | 0.001 | 0.001 | 0.001 | 0.001 | 0.024 | 56 | 1.344 | 0.001
CT | crude oil | Fall | 0.001 | 0.001 | 0.001 | 0.001 | 0.001 | 0.001 | 0.001 | 0.001 | 0.001 | 0.001 | 0.001 | 0.001 | 0.001 | 0.001 | 0.001 | 0.001 | 0.001 | 0.001 | 0.001 | 0.001 | 0.001 | 0.001 | 0.001 | 0.001 | 0.024 | 159 | 3.816 | 0.001
CT | crude oil | Summer Peak | 0.001 | 0.001 | 0.001 | 0.001 | 0.001 | 0.001 | 0.001 | 0.001 | 0.001 | 0.001 | 0.001 | 0.001 | 0.001 | 0.001 | 0.001 | 0.001 | 0.001 | 0.001 | 0.001 | 0.001 | 0.001 | 0.001 | 0.001 | 0.001 | 0.024 | 14 | 0.336 | 0.001
CT | crude oil | Winter Peak | 0.001 | 0.001 | 0.001 | 0.001 | 0.001 | 0.001 | 0.001 | 0.001 | 0.001 | 0.001 | 0.001 | 0.001 | 0.001 | 0.001 | 0.001 | 0.001 | 0.001 | 0.001 | 0.001 | 0.001 | 0.001 | 0.001 | 0.001 | 0.001 | 0.024 | 7 | 0.168 | 0.001
CT | geothermal | Winter | 0.6595 | 0.6595 | 0.6595 | 0.6595 | 0.6595 | 0.6595 | 0.6595 | 0.6595 | 0.6595 | 0.6595 | 0.6595 | 0.6595 | 0.6595 | 0.6595 | 0.6595 | 0.6595 | 0.6595 | 0.6595 | 0.6595 | 0.6595 | 0.6595 | 0.6595 | 0.6595 | 0.6595 | 15.828 | 65 | 1028.82 | 0.6595
CT | geothermal | Spring | 0.6595 | 0.6595 | 0.6595 | 0.6595 | 0.6595 | 0.6595 | 0.6595 | 0.6595 | 0.6595 | 0.6595 | 0.6595 | 0.6595 | 0.6595 | 0.6595 | 0.6595 | 0.6595 | 0.6595 | 0.6595 | 0.6595 | 0.6595 | 0.6595 | 0.6595 | 0.6595 | 0.6595 | 15.828 | 64 | 1012.992 | 0.6595
CT | geothermal | Summer | 0.6595 | 0.6595 | 0.6595 | 0.6595 | 0.6595 | 0.6595 | 0.6595 | 0.6595 | 0.6595 | 0.6595 | 0.6595 | 0.6595 | 0.6595 | 0.6595 | 0.6595 | 0.6595 | 0.6595 | 0.6595 | 0.6595 | 0.6595 | 0.6595 | 0.6595 | 0.6595 | 0.6595 | 15.828 | 56 | 886.368 | 0.6595
CT | geothermal | Fall | 0.6595 | 0.6595 | 0.6595 | 0.6595 | 0.6595 | 0.6595 | 0.6595 | 0.6595 | 0.6595 | 0.6595 | 0.6595 | 0.6595 | 0.6595 | 0.6595 | 0.6595 | 0.6595 | 0.6595 | 0.6595 | 0.6595 | 0.6595 | 0.6595 | 0.6595 | 0.6595 | 0.6595 | 15.828 | 159 | 2516.652 | 0.6595
CT | geothermal | Summer Peak | 0.6595 | 0.6595 | 0.6595 | 0.6595 | 0.6595 | 0.6595 | 0.6595 | 0.6595 | 0.6595 | 0.6595 | 0.6595 | 0.6595 | 0.6595 | 0.6595 | 0.6595 | 0.6595 | 0.6595 | 0.6595 | 0.6595 | 0.6595 | 0.6595 | 0.6595 | 0.6595 | 0.6595 | 15.828 | 14 | 221.592 | 0.6595
CT | geothermal | Winter Peak | 0.6595 | 0.6595 | 0.6595 | 0.6595 | 0.6595 | 0.6595 | 0.6595 | 0.6595 | 0.6595 | 0.6595 | 0.6595 | 0.6595 | 0.6595 | 0.6595 | 0.6595 | 0.6595 | 0.6595 | 0.6595 | 0.6595 | 0.6595 | 0.6595 | 0.6595 | 0.6595 | 0.6595 | 15.828 | 7 | 110.796 | 0.6595
CT | hard coal ccs | Winter | 0.8 | 0.8 | 0.8 | 0.8 | 0.8 | 0.8 | 0.8 | 0.8 | 0.8 | 0.8 | 0.8 | 0.8 | 0.8 | 0.8 | 0.8 | 0.8 | 0.8 | 0.8 | 0.8 | 0.8 | 0.8 | 0.8 | 0.8 | 0.8 | 19.2 | 65 | 1248 | 0.8
CT | hard coal ccs | Spring | 0.8 | 0.8 | 0.8 | 0.8 | 0.8 | 0.8 | 0.8 | 0.8 | 0.8 | 0.8 | 0.8 | 0.8 | 0.8 | 0.8 | 0.8 | 0.8 | 0.8 | 0.8 | 0.8 | 0.8 | 0.8 | 0.8 | 0.8 | 0.8 | 19.2 | 64 | 1228.8 | 0.8
CT | hard coal ccs | Summer | 0.8 | 0.8 | 0.8 | 0.8 | 0.8 | 0.8 | 0.8 | 0.8 | 0.8 | 0.8 | 0.8 | 0.8 | 0.8 | 0.8 | 0.8 | 0.8 | 0.8 | 0.8 | 0.8 | 0.8 | 0.8 | 0.8 | 0.8 | 0.8 | 19.2 | 56 | 1075.2 | 0.8
CT | hard coal ccs | Fall | 0.8 | 0.8 | 0.8 | 0.8 | 0.8 | 0.8 | 0.8 | 0.8 | 0.8 | 0.8 | 0.8 | 0.8 | 0.8 | 0.8 | 0.8 | 0.8 | 0.8 | 0.8 | 0.8 | 0.8 | 0.8 | 0.8 | 0.8 | 0.8 | 19.2 | 159 | 3052.8 | 0.8
CT | hard coal ccs | Summer Peak | 0.8 | 0.8 | 0.8 | 0.8 | 0.8 | 0.8 | 0.8 | 0.8 | 0.8 | 0.8 | 0.8 | 0.8 | 0.8 | 0.8 | 0.8 | 0.8 | 0.8 | 0.8 | 0.8 | 0.8 | 0.8 | 0.8 | 0.8 | 0.8 | 19.2 | 14 | 268.8 | 0.8
CT | hard coal ccs | Winter Peak | 0.8 | 0.8 | 0.8 | 0.8 | 0.8 | 0.8 | 0.8 | 0.8 | 0.8 | 0.8 | 0.8 | 0.8 | 0.8 | 0.8 | 0.8 | 0.8 | 0.8 | 0.8 | 0.8 | 0.8 | 0.8 | 0.8 | 0.8 | 0.8 | 19.2 | 7 | 134.4 | 0.8
CT | hard coal | Winter | 0.41673 | 0.39809 | 0.39362 | 0.3947 | 0.41021 | 0.45548 | 0.51266 | 0.52337 | 0.48662 | 0.45955 | 0.44901 | 0.44464 | 0.43677 | 0.42204 | 0.41415 | 0.42915 | 0.49354 | 0.56509 | 0.59148 | 0.59371 | 0.58687 | 0.56113 | 0.50894 | 0.45477 | 11.4023 | 65 | 741.1501 | 0.59371
CT | hard coal | Spring | 0.22082 | 0.20744 | 0.20373 | 0.20448 | 0.20988 | 0.22938 | 0.24581 | 0.24243 | 0.2364 | 0.23555 | 0.24571 | 0.2584 | 0.26951 | 0.27553 | 0.28309 | 0.29197 | 0.31863 | 0.36462 | 0.38645 | 0.40371 | 0.40278 | 0.38562 | 0.3199 | 0.25441 | 6.6963 | 64 | 428.5617 | 0.40371
CT | hard coal | Summer | 0.52935 | 0.49139 | 0.46941 | 0.46111 | 0.46503 | 0.4767 | 0.47755 | 0.49433 | 0.52035 | 0.54666 | 0.60082 | 0.65696 | 0.70218 | 0.73063 | 0.7473 | 0.75952 | 0.76893 | 0.77817 | 0.79299 | 0.80441 | 0.79975 | 0.77334 | 0.6927 | 0.59475 | 15.1343 | 56 | 847.5216 | 0.80441
CT | hard coal | Fall | 0.34204 | 0.3276 | 0.32304 | 0.32253 | 0.32734 | 0.35497 | 0.38821 | 0.37744 | 0.37315 | 0.3769 | 0.38843 | 0.41169 | 0.43669 | 0.45468 | 0.46343 | 0.48311 | 0.52941 | 0.56347 | 0.58032 | 0.58009 | 0.56772 | 0.51642 | 0.43884 | 0.37112 | 10.2987 | 159 | 1637.4857 | 0.58032
CT | hard coal | Summer Peak | 0.68716 | 0.60911 | 0.55588 | 0.52795 | 0.52483 | 0.52862 | 0.52036 | 0.58583 | 0.64367 | 0.71847 | 0.77408 | 0.81792 | 0.83919 | 0.85097 | 0.85666 | 0.85908 | 0.86106 | 0.8667 | 0.8755 | 0.87906 | 0.88615 | 0.88479 | 0.87471 | 0.80647 | 17.8342 | 14 | 249.679 | 0.88615
CT | hard coal | Winter Peak | 0.59219 | 0.57213 | 0.55479 | 0.55328 | 0.57426 | 0.62507 | 0.69722 | 0.71706 | 0.63132 | 0.58939 | 0.57863 | 0.57353 | 0.5575 | 0.5255 | 0.50923 | 0.54072 | 0.65627 | 0.66954 | 0.71724 | 0.71668 | 0.71954 | 0.70424 | 0.6787 | 0.62853 | 14.8826 | 7 | 104.1779 | 0.71954
CT | heavy or residual fuel oil | Winter | 0 | 0 | 0 | 0 | 0 | 0 | 0 | 0 | 0 | 0 | 0 | 0 | 0 | 0 | 0 | 0 | 0 | 0 | 0 | 0 | 0 | 0 | 0 | 0 | 0 | 65 | 0 | 0
CT | heavy or residual fuel oil | Spring | 0 | 0 | 0 | 0 | 0 | 0 | 0 | 0 | 0 | 0 | 0 | 0 | 0 | 0 | 0 | 0 | 0 | 0 | 0.0114 | 0 | 0 | 0 | 0 | 0 | 0.0114 | 64 | 0.72958 | 0.0114
CT | heavy or residual fuel oil | Summer | 0 | 0 | 0 | 0 | 0 | 0 | 0 | 0 | 0 | 0 | 0 | 0 | 0.01871 | 0.082283 | 0.082283 | 0.082283 | 0.36398 | 0.95 | 0.95 | 0.30706 | 0 | 0 | 0 | 0 | 2.8366 | 56 | 158.8497 | 0.95
CT | heavy or residual fuel oil | Fall | 0 | 0 | 0 | 0 | 0 | 0 | 0 | 0 | 0 | 0 | 0 | 0 | 0 | 0 | 0 | 0 | 0 | 0.017193 | 0 | 0 | 0 | 0 | 0 | 0 | 0.017193 | 159 | 2.7337 | 0.017193
CT | heavy or residual fuel oil | Summer Peak | 0 | 0 | 0 | 0 | 0 | 0 | 0 | 0 | 0 | 0 | 0 | 0 | 0 | 0 | 0 | 0 | 0.95 | 0.95 | 0.95 | 0.95 | 0 | 0 | 0 | 0 | 3.8 | 14 | 53.2 | 0.95
CT | heavy or residual fuel oil | Winter Peak | 0 | 0 | 0 | 0 | 0 | 0 | 0 | 0 | 0 | 0 | 0 | 0 | 0 | 0 | 0 | 0 | 0 | 0 | 0 | 0 | 0 | 0 | 0 | 0 | 0 | 7 | 0 | 0
CT | hydro | Winter | 0.24234 | 0.24234 | 0.24234 | 0.24234 | 0.24234 | 0.24833 | 0.27228 | 0.32716 | 0.29604 | 0.27001 | 0.27747 | 0.28098 | 0.26133 | 0.2599 | 0.26589 | 0.31585 | 0.41542 | 0.54636 | 0.58197 | 0.58006 | 0.5581 | 0.45212 | 0.38578 | 0.28868 | 8.0954 | 65 | 526.2022 | 0.58197
CT | hydro | Spring | 0.2666 | 0.25596 | 0.25596 | 0.25596 | 0.26164 | 0.26731 | 0.27637 | 0.2728 | 0.25873 | 0.25596 | 0.25596 | 0.25797 | 0.26809 | 0.26809 | 0.27185 | 0.32733 | 0.43772 | 0.5315 | 0.59055 | 0.57792 | 0.58015 | 0.48232 | 0.40517 | 0.29651 | 8.1784 | 64 | 523.4199 | 0.59055
CT | hydro | Summer | 0.22985 | 0.22835 | 0.22835 | 0.22835 | 0.22835 | 0.23483 | 0.2263 | 0.22835 | 0.22835 | 0.23483 | 0.24132 | 0.24267 | 0.24781 | 0.25967 | 0.26805 | 0.2824 | 0.36096 | 0.48833 | 0.50546 | 0.53527 | 0.4916 | 0.43635 | 0.33664 | 0.24781 | 7.2403 | 56 | 405.4547 | 0.53527
CT | hydro | Fall | 0.22119 | 0.22119 | 0.22119 | 0.22119 | 0.22119 | 0.22195 | 0.22765 | 0.23571 | 0.2331 | 0.22875 | 0.2377 | 0.25816 | 0.27628 | 0.28695 | 0.30727 | 0.33511 | 0.43751 | 0.5149 | 0.52264 | 0.56126 | 0.50158 | 0.40291 | 0.31764 | 0.23665 | 7.4497 | 159 | 1184.496 | 0.56126
CT | hydro | Summer Peak | 0.1844 | 0.1844 | 0.1844 | 0.1844 | 0.1844 | 0.1844 | 0.1844 | 0.1844 | 0.1844 | 0.1844 | 0.1844 | 0.21361 | 0.21361 | 0.28855 | 0.33045 | 0.36389 | 0.43426 | 0.51028 | 0.49142 | 0.50571 | 0.41166 | 0.33045 | 0.21361 | 0.1844 | 6.5202 | 14 | 91.2834 | 0.51028
CT | hydro | Winter Peak | 0.23815 | 0.23815 | 0.23815 | 0.23815 | 0.23815 | 0.23815 | 0.23815 | 0.23815 | 0.23815 | 0.23815 | 0.29375 | 0.29375 | 0.29375 | 0.29375 | 0.23815 | 0.23815 | 0.46056 | 0.61015 | 0.59246 | 0.62736 | 0.57176 | 0.40495 | 0.29375 | 0.23815 | 7.832 | 7 | 54.8238 | 0.62736
CT | hydrogen combined cycle | Winter | 0.65305 | 0.63156 | 0.62284 | 0.62247 | 0.62321 | 0.65139 | 0.69818 | 0.7036 | 0.68547 | 0.68606 | 0.69811 | 0.69679 | 0.68873 | 0.67164 | 0.68267 | 0.72822 | 0.78899 | 0.83227 | 0.83909 | 0.83852 | 0.83393 | 0.81302 | 0.76496 | 0.71041 | 17.1652 | 65 | 1115.736 | 0.83909
CT | hydrogen combined cycle | Spring | 0.64377 | 0.61601 | 0.59732 | 0.59521 | 0.59988 | 0.61065 | 0.60103 | 0.61179 | 0.61943 | 0.62885 | 0.64706 | 0.66319 | 0.67645 | 0.67789 | 0.69354 | 0.71712 | 0.78211 | 0.83862 | 0.85022 | 0.85155 | 0.85651 | 0.84972 | 0.78938 | 0.6911 | 16.7084 | 64 | 1069.3377 | 0.85651
CT | hydrogen combined cycle | Summer | 0.61139 | 0.57263 | 0.54729 | 0.52905 | 0.52001 | 0.51088 | 0.47619 | 0.49751 | 0.54024 | 0.5874 | 0.66071 | 0.7199 | 0.754 | 0.78033 | 0.79558 | 0.80687 | 0.81575 | 0.83599 | 0.83793 | 0.84055 | 0.8308 | 0.82315 | 0.79979 | 0.69264 | 16.3866 | 56 | 917.6478 | 0.84055
CT | hydrogen combined cycle | Fall | 0.28997 | 0.28613 | 0.28613 | 0.28613 | 0.28613 | 0.28613 | 0.2906 | 0.30674 | 0.32175 | 0.34015 | 0.35528 | 0.37587 | 0.39325 | 0.4044 | 0.41596 | 0.44555 | 0.54669 | 0.58286 | 0.58609 | 0.57576 | 0.56973 | 0.53886 | 0.43623 | 0.31882 | 9.5252 | 159 | 1514.5069 | 0.58609
CT | hydrogen combined cycle | Summer Peak | 0.68549 | 0.68549 | 0.68549 | 0.68549 | 0.68549 | 0.64204 | 0.45099 | 0.64204 | 0.68549 | 0.77648 | 0.90196 | 0.90196 | 0.90196 | 0.90196 | 0.90196 | 0.9082 | 0.91838 | 0.91838 | 0.91838 | 0.91838 | 0.90196 | 0.90196 | 0.90196 | 0.90196 | 19.3238 | 14 | 270.5338 | 0.91838
CT | hydrogen combined cycle | Winter Peak | 0.8199 | 0.77648 | 0.77648 | 0.77648 | 0.77648 | 0.77648 | 0.90196 | 0.90196 | 0.77648 | 0.77648 | 0.77648 | 0.77648 | 0.77648 | 0.77648 | 0.77648 | 0.77648 | 0.90196 | 0.90196 | 0.90196 | 0.90196 | 0.90196 | 0.90196 | 0.84181 | 0.83208 | 19.8037 | 7 | 138.6257 | 0.90196
CT | hydrogen ct | Winter | 2.6317e-11 | 2.6317e-11 | 2.6317e-11 | 2.6317e-11 | 2.6317e-11 | 2.6317e-11 | 2.6317e-11 | 2.6317e-11 | 2.6317e-11 | 2.6317e-11 | 2.6317e-11 | 2.6317e-11 | 2.6317e-11 | 2.6317e-11 | 2.6317e-11 | 2.6317e-11 | 2.6317e-11 | 2.6317e-11 | 2.6317e-11 | 2.6317e-11 | 2.6317e-11 | 2.6317e-11 | 2.6317e-11 | 2.6317e-11 | 6.316e-10 | 65 | 4.1054e-08 | 2.6317e-11
CT | hydrogen ct | Spring | 2.6317e-11 | 2.6317e-11 | 2.6317e-11 | 2.6317e-11 | 2.6317e-11 | 2.6317e-11 | 2.6317e-11 | 2.6317e-11 | 2.6317e-11 | 2.6317e-11 | 2.6317e-11 | 2.6317e-11 | 2.6317e-11 | 2.6317e-11 | 2.6317e-11 | 2.6317e-11 | 2.6317e-11 | 0.0028332 | 0.0028332 | 2.6317e-11 | 2.6317e-11 | 2.6317e-11 | 2.6317e-11 | 2.6317e-11 | 0.0056664 | 64 | 0.36265 | 0.0028332
CT | hydrogen ct | Summer | 2.6317e-11 | 2.6317e-11 | 2.6317e-11 | 2.6317e-11 | 2.6317e-11 | 2.6317e-11 | 2.6317e-11 | 2.6317e-11 | 2.6317e-11 | 2.6317e-11 | 2.6317e-11 | 2.6317e-11 | 2.6317e-11 | 2.6317e-11 | 0.02219 | 0.02219 | 0.035783 | 0.14742 | 0.1165 | 0.082045 | 0.048418 | 0.003238 | 2.6317e-11 | 2.6317e-11 | 0.47778 | 56 | 26.7556 | 0.14742
CT | hydrogen ct | Fall | 2.6317e-11 | 2.6317e-11 | 2.6317e-11 | 2.6317e-11 | 2.6317e-11 | 2.6317e-11 | 2.6317e-11 | 2.6317e-11 | 2.6317e-11 | 2.6317e-11 | 2.6317e-11 | 2.6317e-11 | 0.0022808 | 0.010096 | 0.03643 | 0.074253 | 0.1554 | 0.34075 | 0.44415 | 0.2052 | 0.070873 | 0.018671 | 0.0023827 | 0.0011404 | 1.3616 | 159 | 216.4965 | 0.44415
CT | hydrogen ct | Summer Peak | 0.012952 | 0.012952 | 0.012952 | 0.012952 | 0.012952 | 0.012952 | 0.012952 | 0.012952 | 0.012952 | 0.012952 | 0.012952 | 0.021577 | 0.14313 | 0.15636 | 0.20122 | 0.37935 | 0.51386 | 0.88458 | 1 | 0.68116 | 0.11034 | 0.012952 | 2.6317e-11 | 2.6317e-11 | 4.247 | 14 | 59.4581 | 1
CT | hydrogen ct | Winter Peak | 2.6317e-11 | 2.6317e-11 | 2.6317e-11 | 2.6317e-11 | 2.6317e-11 | 2.6317e-11 | 2.6317e-11 | 2.6317e-11 | 2.6317e-11 | 2.6317e-11 | 2.6317e-11 | 2.6317e-11 | 2.6317e-11 | 2.6317e-11 | 2.6317e-11 | 2.6317e-11 | 2.6317e-11 | 2.6317e-11 | 2.6317e-11 | 2.6317e-11 | 2.6317e-11 | 2.6317e-11 | 2.6317e-11 | 2.6317e-11 | 6.316e-10 | 7 | 4.4212e-09 | 2.6317e-11
CT | lignite ccs | Winter | 0.8 | 0.8 | 0.8 | 0.8 | 0.8 | 0.8 | 0.8 | 0.8 | 0.8 | 0.8 | 0.8 | 0.8 | 0.8 | 0.8 | 0.8 | 0.8 | 0.8 | 0.8 | 0.8 | 0.8 | 0.8 | 0.8 | 0.8 | 0.8 | 19.2 | 65 | 1248 | 0.8
CT | lignite ccs | Spring | 0.8 | 0.8 | 0.8 | 0.8 | 0.8 | 0.8 | 0.8 | 0.8 | 0.8 | 0.8 | 0.8 | 0.8 | 0.8 | 0.8 | 0.8 | 0.8 | 0.8 | 0.8 | 0.8 | 0.8 | 0.8 | 0.8 | 0.8 | 0.8 | 19.2 | 64 | 1228.8 | 0.8
CT | lignite ccs | Summer | 0.8 | 0.8 | 0.8 | 0.8 | 0.8 | 0.8 | 0.8 | 0.8 | 0.8 | 0.8 | 0.8 | 0.8 | 0.8 | 0.8 | 0.8 | 0.8 | 0.8 | 0.8 | 0.8 | 0.8 | 0.8 | 0.8 | 0.8 | 0.8 | 19.2 | 56 | 1075.2 | 0.8
CT | lignite ccs | Fall | 0.8 | 0.8 | 0.8 | 0.8 | 0.8 | 0.8 | 0.8 | 0.8 | 0.8 | 0.8 | 0.8 | 0.8 | 0.8 | 0.8 | 0.8 | 0.8 | 0.8 | 0.8 | 0.8 | 0.8 | 0.8 | 0.8 | 0.8 | 0.8 | 19.2 | 159 | 3052.8 | 0.8
CT | lignite ccs | Summer Peak | 0.8 | 0.8 | 0.8 | 0.8 | 0.8 | 0.8 | 0.8 | 0.8 | 0.8 | 0.8 | 0.8 | 0.8 | 0.8 | 0.8 | 0.8 | 0.8 | 0.8 | 0.8 | 0.8 | 0.8 | 0.8 | 0.8 | 0.8 | 0.8 | 19.2 | 14 | 268.8 | 0.8
CT | lignite ccs | Winter Peak | 0.8 | 0.8 | 0.8 | 0.8 | 0.8 | 0.8 | 0.8 | 0.8 | 0.8 | 0.8 | 0.8 | 0.8 | 0.8 | 0.8 | 0.8 | 0.8 | 0.8 | 0.8 | 0.8 | 0.8 | 0.8 | 0.8 | 0.8 | 0.8 | 19.2 | 7 | 134.4 | 0.8
CT | lignite | Winter | 0.638 | 0.638 | 0.638 | 0.638 | 0.638 | 0.638 | 0.638 | 0.638 | 0.638 | 0.638 | 0.638 | 0.638 | 0.638 | 0.638 | 0.638 | 0.638 | 0.638 | 0.638 | 0.638 | 0.638 | 0.638 | 0.638 | 0.638 | 0.638 | 15.312 | 65 | 995.28 | 0.638
CT | lignite | Spring | 0.638 | 0.638 | 0.638 | 0.638 | 0.638 | 0.638 | 0.638 | 0.638 | 0.638 | 0.638 | 0.638 | 0.638 | 0.638 | 0.638 | 0.638 | 0.638 | 0.638 | 0.638 | 0.638 | 0.638 | 0.638 | 0.638 | 0.638 | 0.638 | 15.312 | 64 | 979.968 | 0.638
CT | lignite | Summer | 0.638 | 0.638 | 0.638 | 0.638 | 0.638 | 0.638 | 0.638 | 0.638 | 0.638 | 0.638 | 0.638 | 0.638 | 0.638 | 0.638 | 0.638 | 0.638 | 0.638 | 0.638 | 0.638 | 0.638 | 0.638 | 0.638 | 0.638 | 0.638 | 15.312 | 56 | 857.472 | 0.638
CT | lignite | Fall | 0.638 | 0.638 | 0.638 | 0.638 | 0.638 | 0.638 | 0.638 | 0.638 | 0.638 | 0.638 | 0.638 | 0.638 | 0.638 | 0.638 | 0.638 | 0.638 | 0.638 | 0.638 | 0.638 | 0.638 | 0.638 | 0.638 | 0.638 | 0.638 | 15.312 | 159 | 2434.608 | 0.638
CT | lignite | Summer Peak | 0.638 | 0.638 | 0.638 | 0.638 | 0.638 | 0.638 | 0.638 | 0.638 | 0.638 | 0.638 | 0.638 | 0.638 | 0.638 | 0.638 | 0.638 | 0.638 | 0.638 | 0.638 | 0.638 | 0.638 | 0.638 | 0.638 | 0.638 | 0.638 | 15.312 | 14 | 214.368 | 0.638
CT | lignite | Winter Peak | 0.638 | 0.638 | 0.638 | 0.638 | 0.638 | 0.638 | 0.638 | 0.638 | 0.638 | 0.638 | 0.638 | 0.638 | 0.638 | 0.638 | 0.638 | 0.638 | 0.638 | 0.638 | 0.638 | 0.638 | 0.638 | 0.638 | 0.638 | 0.638 | 15.312 | 7 | 107.184 | 0.638
CT | municipal solid waste | Winter | 0.8892 | 0.8892 | 0.8892 | 0.8892 | 0.8892 | 0.8892 | 0.8892 | 0.8892 | 0.8892 | 0.8892 | 0.8892 | 0.8892 | 0.8892 | 0.8892 | 0.8892 | 0.8892 | 0.8892 | 0.8892 | 0.8892 | 0.8892 | 0.8892 | 0.8892 | 0.8892 | 0.8892 | 21.3408 | 65 | 1387.152 | 0.8892
CT | municipal solid waste | Spring | 0.8892 | 0.8892 | 0.8892 | 0.8892 | 0.8892 | 0.8892 | 0.8892 | 0.8892 | 0.8892 | 0.8892 | 0.8892 | 0.8892 | 0.8892 | 0.8892 | 0.8892 | 0.8892 | 0.8892 | 0.8892 | 0.8892 | 0.8892 | 0.8892 | 0.8892 | 0.8892 | 0.8892 | 21.3408 | 64 | 1365.8112 | 0.8892
CT | municipal solid waste | Summer | 0.8892 | 0.8892 | 0.8892 | 0.8892 | 0.8892 | 0.8892 | 0.8892 | 0.8892 | 0.8892 | 0.8892 | 0.8892 | 0.8892 | 0.8892 | 0.8892 | 0.8892 | 0.8892 | 0.8892 | 0.8892 | 0.8892 | 0.8892 | 0.8892 | 0.8892 | 0.8892 | 0.8892 | 21.3408 | 56 | 1195.0848 | 0.8892
CT | municipal solid waste | Fall | 0.8892 | 0.8892 | 0.8892 | 0.8892 | 0.8892 | 0.8892 | 0.8892 | 0.8892 | 0.8892 | 0.8892 | 0.8892 | 0.8892 | 0.8892 | 0.8892 | 0.8892 | 0.8892 | 0.8892 | 0.8892 | 0.8892 | 0.8892 | 0.8892 | 0.8892 | 0.8892 | 0.8892 | 21.3408 | 159 | 3393.1872 | 0.8892
CT | municipal solid waste | Summer Peak | 0.8892 | 0.8892 | 0.8892 | 0.8892 | 0.8892 | 0.8892 | 0.8892 | 0.8892 | 0.8892 | 0.8892 | 0.8892 | 0.8892 | 0.8892 | 0.8892 | 0.8892 | 0.8892 | 0.8892 | 0.8892 | 0.8892 | 0.8892 | 0.8892 | 0.8892 | 0.8892 | 0.8892 | 21.3408 | 14 | 298.7712 | 0.8892
CT | municipal solid waste | Winter Peak | 0.8892 | 0.8892 | 0.8892 | 0.8892 | 0.8892 | 0.8892 | 0.8892 | 0.8892 | 0.8892 | 0.8892 | 0.8892 | 0.8892 | 0.8892 | 0.8892 | 0.8892 | 0.8892 | 0.8892 | 0.8892 | 0.8892 | 0.8892 | 0.8892 | 0.8892 | 0.8892 | 0.8892 | 21.3408 | 7 | 149.3856 | 0.8892
CT | natural gas peaker | Winter | 2.6317e-11 | 2.6317e-11 | 2.6317e-11 | 2.6317e-11 | 2.6317e-11 | 2.6317e-11 | 2.6317e-11 | 2.6317e-11 | 2.6317e-11 | 2.6317e-11 | 2.6317e-11 | 2.6317e-11 | 2.6317e-11 | 2.6317e-11 | 2.6317e-11 | 2.6317e-11 | 2.6317e-11 | 2.6317e-11 | 2.6317e-11 | 2.6317e-11 | 2.6317e-11 | 2.6317e-11 | 2.6317e-11 | 2.6317e-11 | 6.316e-10 | 65 | 4.1054e-08 | 2.6317e-11
CT | natural gas peaker | Spring | 2.6317e-11 | 2.6317e-11 | 2.6317e-11 | 2.6317e-11 | 2.6317e-11 | 2.6317e-11 | 2.6317e-11 | 2.6317e-11 | 2.6317e-11 | 2.6317e-11 | 2.6317e-11 | 2.6317e-11 | 2.6317e-11 | 2.6317e-11 | 2.6317e-11 | 2.6317e-11 | 2.6317e-11 | 0.0028332 | 0.0028332 | 2.6317e-11 | 2.6317e-11 | 2.6317e-11 | 2.6317e-11 | 2.6317e-11 | 0.0056664 | 64 | 0.36265 | 0.0028332
CT | natural gas peaker | Summer | 2.6317e-11 | 2.6317e-11 | 2.6317e-11 | 2.6317e-11 | 2.6317e-11 | 2.6317e-11 | 2.6317e-11 | 2.6317e-11 | 2.6317e-11 | 2.6317e-11 | 2.6317e-11 | 2.6317e-11 | 2.6317e-11 | 2.6317e-11 | 0.02219 | 0.02219 | 0.035783 | 0.14742 | 0.1165 | 0.082045 | 0.048418 | 0.003238 | 2.6317e-11 | 2.6317e-11 | 0.47778 | 56 | 26.7556 | 0.14742
CT | natural gas peaker | Fall | 2.6317e-11 | 2.6317e-11 | 2.6317e-11 | 2.6317e-11 | 2.6317e-11 | 2.6317e-11 | 2.6317e-11 | 2.6317e-11 | 2.6317e-11 | 2.6317e-11 | 2.6317e-11 | 2.6317e-11 | 0.0022808 | 0.010096 | 0.03643 | 0.074253 | 0.1554 | 0.34075 | 0.44415 | 0.2052 | 0.070873 | 0.018671 | 0.0023827 | 0.0011404 | 1.3616 | 159 | 216.4965 | 0.44415
CT | natural gas peaker | Summer Peak | 0.012952 | 0.012952 | 0.012952 | 0.012952 | 0.012952 | 0.012952 | 0.012952 | 0.012952 | 0.012952 | 0.012952 | 0.012952 | 0.021577 | 0.14313 | 0.15636 | 0.20122 | 0.37935 | 0.51386 | 0.88458 | 1 | 0.68116 | 0.11034 | 0.012952 | 2.6317e-11 | 2.6317e-11 | 4.247 | 14 | 59.4581 | 1
CT | natural gas peaker | Winter Peak | 2.6317e-11 | 2.6317e-11 | 2.6317e-11 | 2.6317e-11 | 2.6317e-11 | 2.6317e-11 | 2.6317e-11 | 2.6317e-11 | 2.6317e-11 | 2.6317e-11 | 2.6317e-11 | 2.6317e-11 | 2.6317e-11 | 2.6317e-11 | 2.6317e-11 | 2.6317e-11 | 2.6317e-11 | 2.6317e-11 | 2.6317e-11 | 2.6317e-11 | 2.6317e-11 | 2.6317e-11 | 2.6317e-11 | 2.6317e-11 | 6.316e-10 | 7 | 4.4212e-09 | 2.6317e-11
CT | nuclear | Winter | 0.91025 | 0.91025 | 0.91025 | 0.91025 | 0.91025 | 0.91025 | 0.91025 | 0.91025 | 0.91025 | 0.91025 | 0.91025 | 0.91025 | 0.91025 | 0.91025 | 0.91025 | 0.91025 | 0.91025 | 0.91025 | 0.91025 | 0.91025 | 0.91025 | 0.91025 | 0.91025 | 0.91025 | 21.8459 | 65 | 1419.9865 | 0.91025
CT | nuclear | Spring | 0.90598 | 0.91025 | 0.91025 | 0.91025 | 0.91025 | 0.91025 | 0.91025 | 0.91025 | 0.91025 | 0.91025 | 0.91025 | 0.91025 | 0.91025 | 0.91025 | 0.91025 | 0.91025 | 0.91025 | 0.91025 | 0.91025 | 0.91025 | 0.91025 | 0.91025 | 0.91025 | 0.91025 | 21.8417 | 64 | 1397.8675 | 0.91025
CT | nuclear | Summer | 0.91025 | 0.91025 | 0.91025 | 0.91025 | 0.91025 | 0.91025 | 0.89616 | 0.90537 | 0.91025 | 0.91025 | 0.91025 | 0.91025 | 0.91025 | 0.91025 | 0.91025 | 0.91025 | 0.91025 | 0.91025 | 0.91025 | 0.91025 | 0.91025 | 0.91025 | 0.91025 | 0.91025 | 21.827 | 56 | 1222.311 | 0.91025
CT | nuclear | Fall | 0.91025 | 0.91025 | 0.91025 | 0.91025 | 0.91025 | 0.91025 | 0.90299 | 0.90674 | 0.91025 | 0.91025 | 0.91025 | 0.91025 | 0.91025 | 0.91025 | 0.91025 | 0.91025 | 0.91025 | 0.91025 | 0.91025 | 0.91025 | 0.91025 | 0.91025 | 0.91025 | 0.91025 | 21.8352 | 159 | 3471.7941 | 0.91025
CT | nuclear | Summer Peak | 0.91025 | 0.91025 | 0.91025 | 0.91025 | 0.91025 | 0.91025 | 0.91025 | 0.91025 | 0.91025 | 0.91025 | 0.91025 | 0.91025 | 0.91025 | 0.91025 | 0.91025 | 0.91025 | 0.91025 | 0.91025 | 0.91025 | 0.91025 | 0.91025 | 0.91025 | 0.91025 | 0.91025 | 21.8459 | 14 | 305.8432 | 0.91025
CT | nuclear | Winter Peak | 0.91025 | 0.91025 | 0.91025 | 0.91025 | 0.91025 | 0.91025 | 0.91025 | 0.91025 | 0.91025 | 0.91025 | 0.91025 | 0.91025 | 0.91025 | 0.91025 | 0.91025 | 0.91025 | 0.91025 | 0.91025 | 0.91025 | 0.91025 | 0.91025 | 0.91025 | 0.91025 | 0.91025 | 21.8459 | 7 | 152.9216 | 0.91025
CT | offshore wind | Winter | 0.71873 | 0.69469 | 0.66589 | 0.64544 | 0.62631 | 0.61631 | 0.61012 | 0.60331 | 0.58464 | 0.56525 | 0.55467 | 0.54825 | 0.55433 | 0.55624 | 0.5731 | 0.6057 | 0.6534 | 0.70434 | 0.73823 | 0.76469 | 0.7719 | 0.77531 | 0.77033 | 0.75698 | 15.6581 | 65 | 1017.7793 | 0.77531
CT | offshore wind | Spring | 0.58096 | 0.57878 | 0.57293 | 0.57261 | 0.57365 | 0.58148 | 0.58798 | 0.58612 | 0.57675 | 0.56905 | 0.56238 | 0.55315 | 0.54581 | 0.5408 | 0.54294 | 0.54755 | 0.55443 | 0.5626 | 0.56544 | 0.56354 | 0.55808 | 0.5378 | 0.52476 | 0.50358 | 13.4432 | 64 | 860.3636 | 0.58798
CT | offshore wind | Summer | 0.46172 | 0.44979 | 0.43066 | 0.40493 | 0.38399 | 0.36684 | 0.34232 | 0.31503 | 0.29718 | 0.28042 | 0.27501 | 0.28305 | 0.30576 | 0.33657 | 0.36551 | 0.39022 | 0.41335 | 0.42998 | 0.441 | 0.44439 | 0.44246 | 0.4476 | 0.45586 | 0.46513 | 9.2288 | 56 | 516.8112 | 0.46513
CT | offshore wind | Fall | 0.47757 | 0.47216 | 0.46115 | 0.45554 | 0.45632 | 0.45332 | 0.44153 | 0.43053 | 0.41225 | 0.4018 | 0.40158 | 0.41055 | 0.43382 | 0.45864 | 0.47649 | 0.48783 | 0.49374 | 0.49959 | 0.5066 | 0.51486 | 0.517 | 0.52088 | 0.51588 | 0.50418 | 11.2039 | 159 | 1781.4122 | 0.52088
CT | offshore wind | Summer Peak | 0.30171 | 0.27623 | 0.27276 | 0.26414 | 0.25096 | 0.22922 | 0.2114 | 0.20951 | 0.22777 | 0.24624 | 0.27393 | 0.30155 | 0.33555 | 0.3688 | 0.37913 | 0.40713 | 0.42093 | 0.38676 | 0.33693 | 0.3016 | 0.29064 | 0.30629 | 0.33286 | 0.32233 | 7.2544 | 14 | 101.5614 | 0.42093
CT | offshore wind | Winter Peak | 0.69374 | 0.69251 | 0.67109 | 0.66213 | 0.66956 | 0.67666 | 0.66855 | 0.67638 | 0.69141 | 0.68812 | 0.68198 | 0.68967 | 0.71114 | 0.71808 | 0.72008 | 0.73498 | 0.75452 | 0.7693 | 0.76711 | 0.76342 | 0.76982 | 0.77743 | 0.78489 | 0.77718 | 17.2097 | 7 | 120.4682 | 0.78489
CT | onshore wind | Winter | 0.53251 | 0.52471 | 0.51505 | 0.50745 | 0.48863 | 0.48927 | 0.48552 | 0.46014 | 0.40141 | 0.35869 | 0.34819 | 0.35785 | 0.37084 | 0.3887 | 0.42151 | 0.47964 | 0.56679 | 0.60531 | 0.61845 | 0.62497 | 0.61777 | 0.60799 | 0.59048 | 0.58053 | 11.9424 | 65 | 776.2572 | 0.62497
CT | onshore wind | Spring | 0.52163 | 0.51526 | 0.50637 | 0.48831 | 0.49473 | 0.48397 | 0.44392 | 0.39887 | 0.34811 | 0.32286 | 0.32518 | 0.32457 | 0.33228 | 0.33618 | 0.33561 | 0.35204 | 0.38853 | 0.44664 | 0.47947 | 0.48665 | 0.48929 | 0.47521 | 0.46595 | 0.44684 | 10.2085 | 64 | 653.342 | 0.52163
CT | onshore wind | Summer | 0.37492 | 0.36013 | 0.35712 | 0.35048 | 0.35994 | 0.32498 | 0.24381 | 0.20179 | 0.1921 | 0.19734 | 0.19961 | 0.21575 | 0.22944 | 0.24112 | 0.25926 | 0.26784 | 0.29826 | 0.35633 | 0.4444 | 0.4463 | 0.43234 | 0.42107 | 0.40591 | 0.38726 | 7.5675 | 56 | 423.7804 | 0.4463
CT | onshore wind | Fall | 0.3681 | 0.36692 | 0.36287 | 0.35503 | 0.34459 | 0.31756 | 0.25497 | 0.22529 | 0.21638 | 0.21828 | 0.22083 | 0.22699 | 0.2396 | 0.25255 | 0.26039 | 0.27516 | 0.29768 | 0.32976 | 0.39134 | 0.41302 | 0.41658 | 0.4125 | 0.40216 | 0.38809 | 7.5567 | 159 | 1201.5077 | 0.41658
CT | onshore wind | Summer Peak | 0.28792 | 0.28124 | 0.25787 | 0.2421 | 0.20945 | 0.1358 | 0.095169 | 0.083853 | 0.087934 | 0.093314 | 0.10649 | 0.12096 | 0.2087 | 0.21223 | 0.16752 | 0.22837 | 0.23709 | 0.26102 | 0.28402 | 0.3215 | 0.32632 | 0.32539 | 0.34302 | 0.34728 | 5.2645 | 14 | 73.7034 | 0.34728
CT | onshore wind | Winter Peak | 0.54615 | 0.54986 | 0.56508 | 0.55024 | 0.49941 | 0.53985 | 0.53465 | 0.51128 | 0.42631 | 0.36546 | 0.33727 | 0.32354 | 0.33578 | 0.36027 | 0.38476 | 0.44672 | 0.5699 | 0.61108 | 0.63594 | 0.64559 | 0.63631 | 0.62667 | 0.61925 | 0.58623 | 12.2076 | 7 | 85.4532 | 0.64559
CT | petroleum | Winter | 2.6317e-11 | 2.6317e-11 | 2.6317e-11 | 2.6317e-11 | 2.6317e-11 | 2.6317e-11 | 2.6317e-11 | 2.6317e-11 | 2.6317e-11 | 2.6317e-11 | 2.6317e-11 | 2.6317e-11 | 2.6317e-11 | 2.6317e-11 | 2.6317e-11 | 2.6317e-11 | 2.6317e-11 | 2.6317e-11 | 2.6317e-11 | 2.6317e-11 | 2.6317e-11 | 2.6317e-11 | 2.6317e-11 | 2.6317e-11 | 6.316e-10 | 65 | 4.1054e-08 | 2.6317e-11
CT | petroleum | Spring | 2.6317e-11 | 2.6317e-11 | 2.6317e-11 | 2.6317e-11 | 2.6317e-11 | 2.6317e-11 | 2.6317e-11 | 2.6317e-11 | 2.6317e-11 | 2.6317e-11 | 2.6317e-11 | 2.6317e-11 | 2.6317e-11 | 2.6317e-11 | 2.6317e-11 | 2.6317e-11 | 2.6317e-11 | 0.0028332 | 0.0028332 | 2.6317e-11 | 2.6317e-11 | 2.6317e-11 | 2.6317e-11 | 2.6317e-11 | 0.0056664 | 64 | 0.36265 | 0.0028332
CT | petroleum | Summer | 2.6317e-11 | 2.6317e-11 | 2.6317e-11 | 2.6317e-11 | 2.6317e-11 | 2.6317e-11 | 2.6317e-11 | 2.6317e-11 | 2.6317e-11 | 2.6317e-11 | 2.6317e-11 | 2.6317e-11 | 2.6317e-11 | 2.6317e-11 | 0.02219 | 0.02219 | 0.035783 | 0.14742 | 0.1165 | 0.082045 | 0.048418 | 0.003238 | 2.6317e-11 | 2.6317e-11 | 0.47778 | 56 | 26.7556 | 0.14742
CT | petroleum | Fall | 2.6317e-11 | 2.6317e-11 | 2.6317e-11 | 2.6317e-11 | 2.6317e-11 | 2.6317e-11 | 2.6317e-11 | 2.6317e-11 | 2.6317e-11 | 2.6317e-11 | 2.6317e-11 | 2.6317e-11 | 0.0022808 | 0.010096 | 0.03643 | 0.074253 | 0.1554 | 0.34075 | 0.44415 | 0.2052 | 0.070873 | 0.018671 | 0.0023827 | 0.0011404 | 1.3616 | 159 | 216.4965 | 0.44415
CT | petroleum | Summer Peak | 0.012952 | 0.012952 | 0.012952 | 0.012952 | 0.012952 | 0.012952 | 0.012952 | 0.012952 | 0.012952 | 0.012952 | 0.012952 | 0.021577 | 0.14313 | 0.15636 | 0.20122 | 0.37935 | 0.51386 | 0.88458 | 1 | 0.68116 | 0.11034 | 0.012952 | 2.6317e-11 | 2.6317e-11 | 4.247 | 14 | 59.4581 | 1
CT | petroleum | Winter Peak | 2.6317e-11 | 2.6317e-11 | 2.6317e-11 | 2.6317e-11 | 2.6317e-11 | 2.6317e-11 | 2.6317e-11 | 2.6317e-11 | 2.6317e-11 | 2.6317e-11 | 2.6317e-11 | 2.6317e-11 | 2.6317e-11 | 2.6317e-11 | 2.6317e-11 | 2.6317e-11 | 2.6317e-11 | 2.6317e-11 | 2.6317e-11 | 2.6317e-11 | 2.6317e-11 | 2.6317e-11 | 2.6317e-11 | 2.6317e-11 | 6.316e-10 | 7 | 4.4212e-09 | 2.6317e-11
CT | pumped hydro | Winter | 0 | 0 | 0 | 0 | 0 | 0 | 0 | 0.012716 | 0 | 0 | 0 | 0 | 0 | 0 | 0 | 0 | 0.012716 | 0.072057 | 0.050863 | 0.058294 | 0.078912 | 0.051596 | 0.012716 | 0 | 0.34987 | 65 | 22.7415 | 0.078912
CT | pumped hydro | Spring | 0 | 0 | 0 | 0 | 0 | 0 | 0 | 0 | 0 | 0 | 0 | 0 | 0 | 0 | 0 | 0.010045 | 0.025829 | 0.074352 | 0.15928 | 0.069196 | 0.12261 | 0.028912 | 0.014881 | 0 | 0.5051 | 64 | 32.3265 | 0.15928
CT | pumped hydro | Summer | 0 | 0 | 0 | 0 | 0 | 0 | 0 | 0 | 0 | 0 | 0 | 0 | 0 | 0 | 0.014759 | 0.044278 | 0.15561 | 0.24599 | 0.28535 | 0.23336 | 0.30794 | 0.1264 | 0.033953 | 0.0028547 | 1.4505 | 56 | 81.2279 | 0.30794
CT | pumped hydro | Fall | 0 | 0 | 0 | 0 | 0 | 0 | 0 | 0 | 0 | 0 | 0 | 0.010397 | 0.027617 | 0.051983 | 0.11868 | 0.15888 | 0.25243 | 0.35214 | 0.34503 | 0.36852 | 0.27658 | 0.2179 | 0.04133 | 0.00023531 | 2.2217 | 159 | 353.2551 | 0.36852
CT | pumped hydro | Summer Peak | 0 | 0 | 0 | 0 | 0 | 0 | 0 | 0 | 0 | 0 | 0 | 0 | 0.059038 | 0.23615 | 0.34305 | 0.4723 | 0.64942 | 0.70845 | 0.64942 | 0.73567 | 0.57677 | 0.48907 | 0.06171 | 0 | 4.981 | 14 | 69.7347 | 0.73567
CT | pumped hydro | Winter Peak | 0 | 0 | 0 | 0 | 0 | 0 | 0 | 0 | 0 | 0 | 0 | 0 | 0 | 0 | 0 | 0 | 0 | 0 | 0.23615 | 0 | 0 | 0 | 0 | 0 | 0.23615 | 7 | 1.6531 | 0.23615
CT | smr | Winter | 0.93709 | 0.93709 | 0.93709 | 0.93709 | 0.93709 | 0.93709 | 0.93709 | 0.93709 | 0.93709 | 0.93709 | 0.93709 | 0.93709 | 0.93709 | 0.93709 | 0.93709 | 0.93709 | 0.93709 | 0.93709 | 0.93709 | 0.93709 | 0.93709 | 0.93709 | 0.93709 | 0.93709 | 22.4901 | 65 | 1461.8575 | 0.93709
CT | smr | Spring | 0.93709 | 0.93709 | 0.93709 | 0.93709 | 0.93709 | 0.93709 | 0.93709 | 0.93709 | 0.93709 | 0.93709 | 0.93709 | 0.93709 | 0.93709 | 0.93709 | 0.93709 | 0.93709 | 0.93709 | 0.93709 | 0.93709 | 0.93709 | 0.93709 | 0.93709 | 0.93709 | 0.93709 | 22.4901 | 64 | 1439.3673 | 0.93709
CT | smr | Summer | 0.93709 | 0.93709 | 0.93709 | 0.93709 | 0.93709 | 0.93709 | 0.93709 | 0.93709 | 0.93709 | 0.93709 | 0.93709 | 0.93709 | 0.93709 | 0.93709 | 0.93709 | 0.93709 | 0.93709 | 0.93709 | 0.93709 | 0.93709 | 0.93709 | 0.93709 | 0.93709 | 0.93709 | 22.4901 | 56 | 1259.4464 | 0.93709
CT | smr | Fall | 0.93709 | 0.93709 | 0.93709 | 0.93709 | 0.93709 | 0.93709 | 0.93709 | 0.93709 | 0.93709 | 0.93709 | 0.93709 | 0.93709 | 0.93709 | 0.93709 | 0.93709 | 0.93709 | 0.93709 | 0.93709 | 0.93709 | 0.93709 | 0.93709 | 0.93709 | 0.93709 | 0.93709 | 22.4901 | 159 | 3575.9283 | 0.93709
CT | smr | Summer Peak | 0.93709 | 0.93709 | 0.93709 | 0.93709 | 0.93709 | 0.93709 | 0.93709 | 0.93709 | 0.93709 | 0.93709 | 0.93709 | 0.93709 | 0.93709 | 0.93709 | 0.93709 | 0.93709 | 0.93709 | 0.93709 | 0.93709 | 0.93709 | 0.93709 | 0.93709 | 0.93709 | 0.93709 | 22.4901 | 14 | 314.8616 | 0.93709
CT | smr | Winter Peak | 0.93709 | 0.93709 | 0.93709 | 0.93709 | 0.93709 | 0.93709 | 0.93709 | 0.93709 | 0.93709 | 0.93709 | 0.93709 | 0.93709 | 0.93709 | 0.93709 | 0.93709 | 0.93709 | 0.93709 | 0.93709 | 0.93709 | 0.93709 | 0.93709 | 0.93709 | 0.93709 | 0.93709 | 22.4901 | 7 | 157.4308 | 0.93709
CT | solar pv dist | Winter | 0 | 0 | 0 | 0 | 0 | 0.00018331 | 0.03007 | 0.17234 | 0.29749 | 0.30258 | 0.28243 | 0.27227 | 0.28936 | 0.38438 | 0.28854 | 0.11676 | 0.010479 | 0 | 0 | 0 | 0 | 0 | 0 | 0 | 2.4469 | 65 | 159.0457 | 0.38438
CT | solar pv dist | Spring | 0 | 0 | 0 | 0 | 7.7572e-05 | 0.0038107 | 0.18141 | 0.37039 | 0.44637 | 0.44817 | 0.42933 | 0.43334 | 0.44962 | 0.57781 | 0.51654 | 0.30311 | 0.091741 | 0.008467 | 0 | 0 | 0 | 0 | 0 | 0 | 4.2602 | 64 | 272.6511 | 0.57781
CT | solar pv dist | Summer | 0 | 0 | 0 | 3.5462e-05 | 0.0083091 | 0.030424 | 0.41828 | 0.51527 | 0.52823 | 0.50746 | 0.48645 | 0.49549 | 0.50651 | 0.58911 | 0.55171 | 0.42432 | 0.21881 | 0.10881 | 0.003493 | 0 | 0 | 0 | 0 | 0 | 5.3927 | 56 | 301.9911 | 0.58911
CT | solar pv dist | Fall | 0 | 0 | 0 | 7.0254e-06 | 0.0050997 | 0.018645 | 0.2144 | 0.30473 | 0.34686 | 0.35598 | 0.35106 | 0.33702 | 0.33031 | 0.35706 | 0.32951 | 0.2578 | 0.16023 | 0.094794 | 0.0050435 | 0 | 0 | 0 | 0 | 0 | 3.4685 | 159 | 551.4978 | 0.35706
CT | solar pv dist | Summer Peak | 0 | 0 | 0 | 8.8654e-06 | 0.0089186 | 0.031667 | 0.24498 | 0.29012 | 0.31509 | 0.37148 | 0.37911 | 0.32758 | 0.30369 | 0.31994 | 0.23099 | 0.18584 | 0.12358 | 0.080657 | 0.0096367 | 0 | 0 | 0 | 0 | 0 | 3.2233 | 14 | 45.126 | 0.37911
CT | solar pv dist | Winter Peak | 0 | 0 | 0 | 0 | 0 | 0 | 0.011897 | 0.10938 | 0.20566 | 0.19736 | 0.22878 | 0.23103 | 0.24293 | 0.33788 | 0.24077 | 0.10115 | 0 | 0 | 0 | 0 | 0 | 0 | 0 | 0 | 1.9068 | 7 | 13.3479 | 0.33788
CT | solar pv | Winter | 0 | 0 | 0 | 0 | 0 | 6.4089e-05 | 0.011 | 0.13408 | 0.29604 | 0.3097 | 0.28581 | 0.27498 | 0.28566 | 0.30102 | 0.25218 | 0.10385 | 0.0088929 | 0 | 0 | 0 | 0 | 0 | 0 | 0 | 2.2633 | 65 | 147.113 | 0.3097
CT | solar pv | Spring | 0 | 0 | 0 | 0 | 3.0301e-05 | 0.018161 | 0.1328 | 0.35497 | 0.4663 | 0.46807 | 0.45142 | 0.45106 | 0.47784 | 0.50263 | 0.47346 | 0.31544 | 0.11452 | 0.0020919 | 0 | 0 | 0 | 0 | 0 | 0 | 4.2288 | 64 | 270.6427 | 0.50263
CT | solar pv | Summer | 0 | 0 | 0 | 1.5391e-05 | 0.026711 | 0.17325 | 0.4258 | 0.56051 | 0.58458 | 0.57411 | 0.55254 | 0.55371 | 0.56567 | 0.58029 | 0.55436 | 0.47143 | 0.27732 | 0.076702 | 0.0012762 | 0 | 0 | 0 | 0 | 0 | 5.9783 | 56 | 334.7839 | 0.58458
CT | solar pv | Fall | 0 | 0 | 0 | 2.7103e-06 | 0.017369 | 0.10428 | 0.22548 | 0.31465 | 0.3761 | 0.39861 | 0.39478 | 0.386 | 0.379 | 0.36414 | 0.33133 | 0.27942 | 0.19746 | 0.08188 | 0.0025269 | 0 | 0 | 0 | 0 | 0 | 3.853 | 159 | 612.6329 | 0.39861
CT | solar pv | Summer Peak | 0 | 0 | 0 | 5.1303e-06 | 0.030623 | 0.16882 | 0.29382 | 0.36289 | 0.36829 | 0.4112 | 0.41773 | 0.41494 | 0.3835 | 0.32137 | 0.28623 | 0.23576 | 0.18301 | 0.08093 | 0.0051611 | 0 | 0 | 0 | 0 | 0 | 3.9643 | 14 | 55.4999 | 0.41773
CT | solar pv | Winter Peak | 0 | 0 | 0 | 0 | 0 | 0 | 0.00064642 | 0.096254 | 0.25485 | 0.23005 | 0.21647 | 0.2254 | 0.20683 | 0.22694 | 0.22229 | 0.10079 | 0 | 0 | 0 | 0 | 0 | 0 | 0 | 0 | 1.7805 | 7 | 12.4637 | 0.25485
CT | solar thermal | Winter | 0 | 0 | 0 | 0 | 0 | 0 | 0 | 0 | 0 | 0.08597 | 0.37963 | 0.49887 | 0.49723 | 0.48344 | 0.47116 | 0.48279 | 0.49202 | 0.44649 | 0.21282 | 0.015243 | 0 | 0 | 0 | 0 | 4.0657 | 65 | 264.2683 | 0.49887
CT | solar thermal | Spring | 0 | 0 | 0 | 0 | 0 | 0 | 0 | 0.0076376 | 0.18687 | 0.48014 | 0.63047 | 0.67382 | 0.67706 | 0.67418 | 0.66674 | 0.6665 | 0.66683 | 0.64842 | 0.56803 | 0.30656 | 0.039289 | 0 | 0 | 0 | 6.8926 | 64 | 441.1241 | 0.67706
CT | solar thermal | Summer | 0 | 0 | 0 | 0 | 0 | 0 | 0 | 0.024165 | 0.27576 | 0.51489 | 0.59949 | 0.63012 | 0.63917 | 0.63842 | 0.63267 | 0.62353 | 0.61338 | 0.59439 | 0.54207 | 0.40006 | 0.11962 | 2.6056e-06 | 0 | 0 | 6.8477 | 56 | 383.4725 | 0.63917
CT | solar thermal | Fall | 0 | 0 | 0 | 0 | 0 | 0 | 0 | 0 | 0.054994 | 0.36422 | 0.55217 | 0.58569 | 0.57826 | 0.56812 | 0.56341 | 0.56827 | 0.56955 | 0.52878 | 0.35579 | 0.077412 | 3.2207e-05 | 0 | 0 | 0 | 5.3667 | 159 | 853.3044 | 0.58569
CT | solar thermal | Summer Peak | 0 | 0 | 0 | 0 | 0 | 0 | 0 | 0.027732 | 0.38084 | 0.62249 | 0.69231 | 0.71807 | 0.7248 | 0.72465 | 0.72329 | 0.72571 | 0.72389 | 0.71218 | 0.67311 | 0.55977 | 0.22117 | 0 | 0 | 0 | 8.23 | 14 | 115.2202 | 0.72571
CT | solar thermal | Winter Peak | 0 | 0 | 0 | 0 | 0 | 0 | 0 | 0 | 0 | 0.0026447 | 0.27588 | 0.35613 | 0.39021 | 0.41121 | 0.42512 | 0.48557 | 0.52766 | 0.49305 | 0.19344 | 0 | 0 | 0 | 0 | 0 | 3.5609 | 7 | 24.9263 | 0.52766
CT | natural gas steam turbine | Winter | 0 | 0 | 0 | 0 | 0 | 0 | 0 | 0 | 0 | 0 | 0 | 0 | 0 | 0 | 0 | 0 | 0 | 0 | 0 | 0 | 0 | 0 | 0 | 0 | 0 | 65 | 0 | 0
CT | natural gas steam turbine | Spring | 0 | 0 | 0 | 0 | 0 | 0 | 0 | 0 | 0 | 0 | 0 | 0 | 0 | 0 | 0 | 0 | 0 | 0 | 0.017254 | 0 | 0 | 0 | 0 | 0 | 0.017254 | 64 | 1.1042 | 0.017254
CT | natural gas steam turbine | Summer | 0 | 0 | 0 | 0 | 0 | 0 | 0 | 0 | 0 | 0 | 0 | 0 | 0.028318 | 0.12454 | 0.12454 | 0.12454 | 0.5509 | 0.57042 | 0.57042 | 0.46475 | 0 | 0 | 0 | 0 | 2.5584 | 56 | 143.2709 | 0.57042
CT | natural gas steam turbine | Fall | 0 | 0 | 0 | 0 | 0 | 0 | 0 | 0 | 0 | 0 | 0 | 0 | 0 | 0 | 0 | 0 | 0 | 0.026022 | 0 | 0 | 0 | 0 | 0 | 0 | 0.026022 | 159 | 4.1375 | 0.026022
CT | natural gas steam turbine | Summer Peak | 0 | 0 | 0 | 0 | 0 | 0 | 0 | 0 | 0 | 0 | 0 | 0 | 0 | 0 | 0 | 0 | 0.57042 | 0.57042 | 0.57042 | 0.57042 | 0 | 0 | 0 | 0 | 2.2817 | 14 | 31.9433 | 0.57042
CT | natural gas steam turbine | Winter Peak | 0 | 0 | 0 | 0 | 0 | 0 | 0 | 0 | 0 | 0 | 0 | 0 | 0 | 0 | 0 | 0 | 0 | 0 | 0 | 0 | 0 | 0 | 0 | 0 | 0 | 7 | 0 | 0
DE | biomass ccs | Winter | 0.8 | 0.8 | 0.8 | 0.8 | 0.8 | 0.8 | 0.8 | 0.8 | 0.8 | 0.8 | 0.8 | 0.8 | 0.8 | 0.8 | 0.8 | 0.8 | 0.8 | 0.8 | 0.8 | 0.8 | 0.8 | 0.8 | 0.8 | 0.8 | 19.2 | 52 | 998.4 | 0.8
DE | biomass ccs | Spring | 0.8 | 0.8 | 0.8 | 0.8 | 0.8 | 0.8 | 0.8 | 0.8 | 0.8 | 0.8 | 0.8 | 0.8 | 0.8 | 0.8 | 0.8 | 0.8 | 0.8 | 0.8 | 0.8 | 0.8 | 0.8 | 0.8 | 0.8 | 0.8 | 19.2 | 68 | 1305.6 | 0.8
DE | biomass ccs | Summer | 0.8 | 0.8 | 0.8 | 0.8 | 0.8 | 0.8 | 0.8 | 0.8 | 0.8 | 0.8 | 0.8 | 0.8 | 0.8 | 0.8 | 0.8 | 0.8 | 0.8 | 0.8 | 0.8 | 0.8 | 0.8 | 0.8 | 0.8 | 0.8 | 19.2 | 94 | 1804.8 | 0.8
DE | biomass ccs | Fall | 0.8 | 0.8 | 0.8 | 0.8 | 0.8 | 0.8 | 0.8 | 0.8 | 0.8 | 0.8 | 0.8 | 0.8 | 0.8 | 0.8 | 0.8 | 0.8 | 0.8 | 0.8 | 0.8 | 0.8 | 0.8 | 0.8 | 0.8 | 0.8 | 19.2 | 120 | 2304 | 0.8
DE | biomass ccs | Summer Peak | 0.8 | 0.8 | 0.8 | 0.8 | 0.8 | 0.8 | 0.8 | 0.8 | 0.8 | 0.8 | 0.8 | 0.8 | 0.8 | 0.8 | 0.8 | 0.8 | 0.8 | 0.8 | 0.8 | 0.8 | 0.8 | 0.8 | 0.8 | 0.8 | 19.2 | 30 | 576 | 0.8
DE | biomass ccs | Winter Peak | 0.8 | 0.8 | 0.8 | 0.8 | 0.8 | 0.8 | 0.8 | 0.8 | 0.8 | 0.8 | 0.8 | 0.8 | 0.8 | 0.8 | 0.8 | 0.8 | 0.8 | 0.8 | 0.8 | 0.8 | 0.8 | 0.8 | 0.8 | 0.8 | 19.2 | 1 | 19.2 | 0.8
DE | biomass | Winter | 0.5102 | 0.5102 | 0.5102 | 0.5102 | 0.5102 | 0.5102 | 0.5102 | 0.5102 | 0.5102 | 0.5102 | 0.5102 | 0.5102 | 0.5102 | 0.5102 | 0.5102 | 0.5102 | 0.5102 | 0.5102 | 0.5102 | 0.5102 | 0.5102 | 0.5102 | 0.5102 | 0.5102 | 12.2448 | 52 | 636.7296 | 0.5102
DE | biomass | Spring | 0.5102 | 0.5102 | 0.5102 | 0.5102 | 0.5102 | 0.5102 | 0.5102 | 0.5102 | 0.5102 | 0.5102 | 0.5102 | 0.5102 | 0.5102 | 0.5102 | 0.5102 | 0.5102 | 0.5102 | 0.5102 | 0.5102 | 0.5102 | 0.5102 | 0.5102 | 0.5102 | 0.5102 | 12.2448 | 68 | 832.6464 | 0.5102
DE | biomass | Summer | 0.5102 | 0.5102 | 0.5102 | 0.5102 | 0.5102 | 0.5102 | 0.5102 | 0.5102 | 0.5102 | 0.5102 | 0.5102 | 0.5102 | 0.5102 | 0.5102 | 0.5102 | 0.5102 | 0.5102 | 0.5102 | 0.5102 | 0.5102 | 0.5102 | 0.5102 | 0.5102 | 0.5102 | 12.2448 | 94 | 1151.0112 | 0.5102
DE | biomass | Fall | 0.5102 | 0.5102 | 0.5102 | 0.5102 | 0.5102 | 0.5102 | 0.5102 | 0.5102 | 0.5102 | 0.5102 | 0.5102 | 0.5102 | 0.5102 | 0.5102 | 0.5102 | 0.5102 | 0.5102 | 0.5102 | 0.5102 | 0.5102 | 0.5102 | 0.5102 | 0.5102 | 0.5102 | 12.2448 | 120 | 1469.376 | 0.5102
DE | biomass | Summer Peak | 0.5102 | 0.5102 | 0.5102 | 0.5102 | 0.5102 | 0.5102 | 0.5102 | 0.5102 | 0.5102 | 0.5102 | 0.5102 | 0.5102 | 0.5102 | 0.5102 | 0.5102 | 0.5102 | 0.5102 | 0.5102 | 0.5102 | 0.5102 | 0.5102 | 0.5102 | 0.5102 | 0.5102 | 12.2448 | 30 | 367.344 | 0.5102
DE | biomass | Winter Peak | 0.5102 | 0.5102 | 0.5102 | 0.5102 | 0.5102 | 0.5102 | 0.5102 | 0.5102 | 0.5102 | 0.5102 | 0.5102 | 0.5102 | 0.5102 | 0.5102 | 0.5102 | 0.5102 | 0.5102 | 0.5102 | 0.5102 | 0.5102 | 0.5102 | 0.5102 | 0.5102 | 0.5102 | 12.2448 | 1 | 12.2448 | 0.5102
DE | natural gas combined cycle ccs | Winter | 0.8 | 0.8 | 0.8 | 0.8 | 0.8 | 0.8 | 0.8 | 0.8 | 0.8 | 0.8 | 0.8 | 0.8 | 0.8 | 0.8 | 0.8 | 0.8 | 0.8 | 0.8 | 0.8 | 0.8 | 0.8 | 0.8 | 0.8 | 0.8 | 19.2 | 52 | 998.4 | 0.8
DE | natural gas combined cycle ccs | Spring | 0.8 | 0.8 | 0.8 | 0.8 | 0.8 | 0.8 | 0.8 | 0.8 | 0.8 | 0.8 | 0.8 | 0.8 | 0.8 | 0.8 | 0.8 | 0.8 | 0.8 | 0.8 | 0.8 | 0.8 | 0.8 | 0.8 | 0.8 | 0.8 | 19.2 | 68 | 1305.6 | 0.8
DE | natural gas combined cycle ccs | Summer | 0.8 | 0.8 | 0.8 | 0.8 | 0.8 | 0.8 | 0.8 | 0.8 | 0.8 | 0.8 | 0.8 | 0.8 | 0.8 | 0.8 | 0.8 | 0.8 | 0.8 | 0.8 | 0.8 | 0.8 | 0.8 | 0.8 | 0.8 | 0.8 | 19.2 | 94 | 1804.8 | 0.8
DE | natural gas combined cycle ccs | Fall | 0.8 | 0.8 | 0.8 | 0.8 | 0.8 | 0.8 | 0.8 | 0.8 | 0.8 | 0.8 | 0.8 | 0.8 | 0.8 | 0.8 | 0.8 | 0.8 | 0.8 | 0.8 | 0.8 | 0.8 | 0.8 | 0.8 | 0.8 | 0.8 | 19.2 | 120 | 2304 | 0.8
DE | natural gas combined cycle ccs | Summer Peak | 0.8 | 0.8 | 0.8 | 0.8 | 0.8 | 0.8 | 0.8 | 0.8 | 0.8 | 0.8 | 0.8 | 0.8 | 0.8 | 0.8 | 0.8 | 0.8 | 0.8 | 0.8 | 0.8 | 0.8 | 0.8 | 0.8 | 0.8 | 0.8 | 19.2 | 30 | 576 | 0.8
DE | natural gas combined cycle ccs | Winter Peak | 0.8 | 0.8 | 0.8 | 0.8 | 0.8 | 0.8 | 0.8 | 0.8 | 0.8 | 0.8 | 0.8 | 0.8 | 0.8 | 0.8 | 0.8 | 0.8 | 0.8 | 0.8 | 0.8 | 0.8 | 0.8 | 0.8 | 0.8 | 0.8 | 19.2 | 1 | 19.2 | 0.8
DE | natural gas combined cycle | Winter | 0.36593 | 0.3541 | 0.34696 | 0.3503 | 0.35253 | 0.3972 | 0.47357 | 0.48001 | 0.45441 | 0.43255 | 0.43331 | 0.42636 | 0.41944 | 0.40325 | 0.40051 | 0.4301 | 0.50716 | 0.5151 | 0.51489 | 0.5154 | 0.5155 | 0.51127 | 0.48339 | 0.42085 | 10.5041 | 52 | 546.2123 | 0.5155
DE | natural gas combined cycle | Spring | 0.27663 | 0.26038 | 0.25769 | 0.25888 | 0.2726 | 0.30012 | 0.32921 | 0.3241 | 0.29956 | 0.27714 | 0.2748 | 0.27002 | 0.25944 | 0.24223 | 0.24637 | 0.27848 | 0.33122 | 0.34991 | 0.35529 | 0.35597 | 0.35628 | 0.34807 | 0.32125 | 0.29294 | 7.1386 | 68 | 485.4234 | 0.35628
DE | natural gas combined cycle | Summer | 0.10116 | 0.099171 | 0.098201 | 0.099398 | 0.10116 | 0.10293 | 0.10562 | 0.1033 | 0.10431 | 0.10287 | 0.10644 | 0.10767 | 0.1075 | 0.10717 | 0.10953 | 0.11871 | 0.12621 | 0.13333 | 0.13515 | 0.13515 | 0.12613 | 0.12018 | 0.10777 | 0.10135 | 2.6604 | 94 | 250.0792 | 0.13515
DE | natural gas combined cycle | Fall | 0.14787 | 0.14448 | 0.14486 | 0.14528 | 0.1473 | 0.15397 | 0.16254 | 0.16347 | 0.15977 | 0.1591 | 0.16191 | 0.16842 | 0.17351 | 0.17223 | 0.18055 | 0.19843 | 0.20943 | 0.22273 | 0.23148 | 0.22804 | 0.21562 | 0.20244 | 0.18178 | 0.16796 | 4.2431 | 120 | 509.1778 | 0.23148
DE | natural gas combined cycle | Summer Peak | 0.10086 | 0.10086 | 0.10086 | 0.10086 | 0.10086 | 0.10086 | 0.10086 | 0.10086 | 0.10086 | 0.1027 | 0.12297 | 0.13403 | 0.14626 | 0.16801 | 0.19231 | 0.22237 | 0.23036 | 0.25878 | 0.26207 | 0.2585 | 0.20621 | 0.16683 | 0.13159 | 0.11285 | 3.6235 | 30 | 108.7063 | 0.26207
DE | natural gas combined cycle | Winter Peak | 0.32436 | 0.32436 | 0.32436 | 0.32436 | 0.39207 | 0.52758 | 0.52758 | 0.52758 | 0.52758 | 0.52758 | 0.40019 | 0.39818 | 0.39207 | 0.32436 | 0.32436 | 0.52758 | 0.52758 | 0.53812 | 0.53812 | 0.53812 | 0.53812 | 0.52758 | 0.52758 | 0.52758 | 10.957 | 1 | 10.957 | 0.53812
DE | crude oil | Winter | 0.2017 | 0.2017 | 0.2017 | 0.2017 | 0.2017 | 0.2017 | 0.2017 | 0.2017 | 0.2017 | 0.2017 | 0.2017 | 0.2017 | 0.2017 | 0.2017 | 0.2017 | 0.2017 | 0.2017 | 0.2017 | 0.2017 | 0.2017 | 0.2017 | 0.2017 | 0.2017 | 0.2017 | 4.8408 | 52 | 251.7216 | 0.2017
DE | crude oil | Spring | 0.2017 | 0.2017 | 0.2017 | 0.2017 | 0.2017 | 0.2017 | 0.2017 | 0.2017 | 0.2017 | 0.2017 | 0.2017 | 0.2017 | 0.2017 | 0.2017 | 0.2017 | 0.2017 | 0.2017 | 0.2017 | 0.2017 | 0.2017 | 0.2017 | 0.2017 | 0.2017 | 0.2017 | 4.8408 | 68 | 329.1744 | 0.2017
DE | crude oil | Summer | 0.2017 | 0.2017 | 0.2017 | 0.2017 | 0.2017 | 0.2017 | 0.2017 | 0.2017 | 0.2017 | 0.2017 | 0.2017 | 0.2017 | 0.2017 | 0.2017 | 0.2017 | 0.2017 | 0.2017 | 0.2017 | 0.2017 | 0.2017 | 0.2017 | 0.2017 | 0.2017 | 0.2017 | 4.8408 | 94 | 455.0352 | 0.2017
DE | crude oil | Fall | 0.2017 | 0.2017 | 0.2017 | 0.2017 | 0.2017 | 0.2017 | 0.2017 | 0.2017 | 0.2017 | 0.2017 | 0.2017 | 0.2017 | 0.2017 | 0.2017 | 0.2017 | 0.2017 | 0.2017 | 0.2017 | 0.2017 | 0.2017 | 0.2017 | 0.2017 | 0.2017 | 0.2017 | 4.8408 | 120 | 580.896 | 0.2017
DE | crude oil | Summer Peak | 0.2017 | 0.2017 | 0.2017 | 0.2017 | 0.2017 | 0.2017 | 0.2017 | 0.2017 | 0.2017 | 0.2017 | 0.2017 | 0.2017 | 0.2017 | 0.2017 | 0.2017 | 0.2017 | 0.2017 | 0.2017 | 0.2017 | 0.2017 | 0.2017 | 0.2017 | 0.2017 | 0.2017 | 4.8408 | 30 | 145.224 | 0.2017
DE | crude oil | Winter Peak | 0.2017 | 0.2017 | 0.2017 | 0.2017 | 0.2017 | 0.2017 | 0.2017 | 0.2017 | 0.2017 | 0.2017 | 0.2017 | 0.2017 | 0.2017 | 0.2017 | 0.2017 | 0.2017 | 0.2017 | 0.2017 | 0.2017 | 0.2017 | 0.2017 | 0.2017 | 0.2017 | 0.2017 | 4.8408 | 1 | 4.8408 | 0.2017
DE | geothermal | Winter | 0.6595 | 0.6595 | 0.6595 | 0.6595 | 0.6595 | 0.6595 | 0.6595 | 0.6595 | 0.6595 | 0.6595 | 0.6595 | 0.6595 | 0.6595 | 0.6595 | 0.6595 | 0.6595 | 0.6595 | 0.6595 | 0.6595 | 0.6595 | 0.6595 | 0.6595 | 0.6595 | 0.6595 | 15.828 | 52 | 823.056 | 0.6595
DE | geothermal | Spring | 0.6595 | 0.6595 | 0.6595 | 0.6595 | 0.6595 | 0.6595 | 0.6595 | 0.6595 | 0.6595 | 0.6595 | 0.6595 | 0.6595 | 0.6595 | 0.6595 | 0.6595 | 0.6595 | 0.6595 | 0.6595 | 0.6595 | 0.6595 | 0.6595 | 0.6595 | 0.6595 | 0.6595 | 15.828 | 68 | 1076.304 | 0.6595
DE | geothermal | Summer | 0.6595 | 0.6595 | 0.6595 | 0.6595 | 0.6595 | 0.6595 | 0.6595 | 0.6595 | 0.6595 | 0.6595 | 0.6595 | 0.6595 | 0.6595 | 0.6595 | 0.6595 | 0.6595 | 0.6595 | 0.6595 | 0.6595 | 0.6595 | 0.6595 | 0.6595 | 0.6595 | 0.6595 | 15.828 | 94 | 1487.832 | 0.6595
DE | geothermal | Fall | 0.6595 | 0.6595 | 0.6595 | 0.6595 | 0.6595 | 0.6595 | 0.6595 | 0.6595 | 0.6595 | 0.6595 | 0.6595 | 0.6595 | 0.6595 | 0.6595 | 0.6595 | 0.6595 | 0.6595 | 0.6595 | 0.6595 | 0.6595 | 0.6595 | 0.6595 | 0.6595 | 0.6595 | 15.828 | 120 | 1899.36 | 0.6595
DE | geothermal | Summer Peak | 0.6595 | 0.6595 | 0.6595 | 0.6595 | 0.6595 | 0.6595 | 0.6595 | 0.6595 | 0.6595 | 0.6595 | 0.6595 | 0.6595 | 0.6595 | 0.6595 | 0.6595 | 0.6595 | 0.6595 | 0.6595 | 0.6595 | 0.6595 | 0.6595 | 0.6595 | 0.6595 | 0.6595 | 15.828 | 30 | 474.84 | 0.6595
DE | geothermal | Winter Peak | 0.6595 | 0.6595 | 0.6595 | 0.6595 | 0.6595 | 0.6595 | 0.6595 | 0.6595 | 0.6595 | 0.6595 | 0.6595 | 0.6595 | 0.6595 | 0.6595 | 0.6595 | 0.6595 | 0.6595 | 0.6595 | 0.6595 | 0.6595 | 0.6595 | 0.6595 | 0.6595 | 0.6595 | 15.828 | 1 | 15.828 | 0.6595
DE | hard coal ccs | Winter | 0.8 | 0.8 | 0.8 | 0.8 | 0.8 | 0.8 | 0.8 | 0.8 | 0.8 | 0.8 | 0.8 | 0.8 | 0.8 | 0.8 | 0.8 | 0.8 | 0.8 | 0.8 | 0.8 | 0.8 | 0.8 | 0.8 | 0.8 | 0.8 | 19.2 | 52 | 998.4 | 0.8
DE | hard coal ccs | Spring | 0.8 | 0.8 | 0.8 | 0.8 | 0.8 | 0.8 | 0.8 | 0.8 | 0.8 | 0.8 | 0.8 | 0.8 | 0.8 | 0.8 | 0.8 | 0.8 | 0.8 | 0.8 | 0.8 | 0.8 | 0.8 | 0.8 | 0.8 | 0.8 | 19.2 | 68 | 1305.6 | 0.8
DE | hard coal ccs | Summer | 0.8 | 0.8 | 0.8 | 0.8 | 0.8 | 0.8 | 0.8 | 0.8 | 0.8 | 0.8 | 0.8 | 0.8 | 0.8 | 0.8 | 0.8 | 0.8 | 0.8 | 0.8 | 0.8 | 0.8 | 0.8 | 0.8 | 0.8 | 0.8 | 19.2 | 94 | 1804.8 | 0.8
DE | hard coal ccs | Fall | 0.8 | 0.8 | 0.8 | 0.8 | 0.8 | 0.8 | 0.8 | 0.8 | 0.8 | 0.8 | 0.8 | 0.8 | 0.8 | 0.8 | 0.8 | 0.8 | 0.8 | 0.8 | 0.8 | 0.8 | 0.8 | 0.8 | 0.8 | 0.8 | 19.2 | 120 | 2304 | 0.8
DE | hard coal ccs | Summer Peak | 0.8 | 0.8 | 0.8 | 0.8 | 0.8 | 0.8 | 0.8 | 0.8 | 0.8 | 0.8 | 0.8 | 0.8 | 0.8 | 0.8 | 0.8 | 0.8 | 0.8 | 0.8 | 0.8 | 0.8 | 0.8 | 0.8 | 0.8 | 0.8 | 19.2 | 30 | 576 | 0.8
DE | hard coal ccs | Winter Peak | 0.8 | 0.8 | 0.8 | 0.8 | 0.8 | 0.8 | 0.8 | 0.8 | 0.8 | 0.8 | 0.8 | 0.8 | 0.8 | 0.8 | 0.8 | 0.8 | 0.8 | 0.8 | 0.8 | 0.8 | 0.8 | 0.8 | 0.8 | 0.8 | 19.2 | 1 | 19.2 | 0.8
DE | hard coal | Winter | 0.03439 | 0.032852 | 0.032483 | 0.032572 | 0.033852 | 0.037588 | 0.042307 | 0.04319 | 0.040158 | 0.037924 | 0.037054 | 0.036694 | 0.036044 | 0.034829 | 0.034177 | 0.035415 | 0.040729 | 0.046633 | 0.048812 | 0.048996 | 0.048431 | 0.046307 | 0.042 | 0.03753 | 0.94097 | 52 | 48.9303 | 0.048996
DE | hard coal | Spring | 0.018223 | 0.017119 | 0.016813 | 0.016874 | 0.01732 | 0.01893 | 0.020285 | 0.020007 | 0.019509 | 0.019438 | 0.020277 | 0.021324 | 0.022241 | 0.022738 | 0.023362 | 0.024095 | 0.026295 | 0.03009 | 0.031892 | 0.033316 | 0.03324 | 0.031823 | 0.0264 | 0.020995 | 0.55261 | 68 | 37.5772 | 0.033316
DE | hard coal | Summer | 0.043684 | 0.040551 | 0.038737 | 0.038053 | 0.038376 | 0.039339 | 0.039409 | 0.040794 | 0.042942 | 0.045113 | 0.049582 | 0.054215 | 0.057947 | 0.060295 | 0.06167 | 0.062679 | 0.063455 | 0.064218 | 0.065441 | 0.066384 | 0.065999 | 0.063819 | 0.057165 | 0.049081 | 1.2489 | 94 | 117.4011 | 0.066384
DE | hard coal | Fall | 0.028227 | 0.027035 | 0.026659 | 0.026617 | 0.027013 | 0.029294 | 0.032037 | 0.031148 | 0.030794 | 0.031103 | 0.032055 | 0.033974 | 0.036038 | 0.037522 | 0.038244 | 0.039868 | 0.043689 | 0.0465 | 0.047891 | 0.047872 | 0.04685 | 0.042618 | 0.036215 | 0.030627 | 0.84989 | 120 | 101.9866 | 0.047891
DE | hard coal | Summer Peak | 0.056708 | 0.050266 | 0.045874 | 0.043568 | 0.043311 | 0.043624 | 0.042942 | 0.048346 | 0.053118 | 0.059292 | 0.06388 | 0.067498 | 0.069253 | 0.070225 | 0.070695 | 0.070895 | 0.071058 | 0.071524 | 0.07225 | 0.072544 | 0.073129 | 0.073017 | 0.072184 | 0.066554 | 1.4718 | 30 | 44.1527 | 0.073129
DE | hard coal | Winter Peak | 0.04887 | 0.047215 | 0.045784 | 0.045659 | 0.04739 | 0.051584 | 0.057538 | 0.059175 | 0.052099 | 0.048639 | 0.047751 | 0.04733 | 0.046007 | 0.043366 | 0.042024 | 0.044623 | 0.054159 | 0.055253 | 0.05919 | 0.059144 | 0.05938 | 0.058117 | 0.056009 | 0.051869 | 1.2282 | 1 | 1.2282 | 0.05938
DE | heavy or residual fuel oil | Winter | 0.0031106 | 0.0031106 | 0.0031106 | 0.0031106 | 0.0031106 | 0.0031106 | 0.052914 | 0.052914 | 0.0031106 | 0.0031106 | 0.0031106 | 0.0031106 | 0.0031106 | 0.0031106 | 0.0031106 | 0.0031106 | 0.0031106 | 0.66451 | 0.95 | 0.8358 | 0.22918 | 0.038957 | 0.0031106 | 0.0031106 | 2.8771 | 52 | 149.6114 | 0.95
DE | heavy or residual fuel oil | Spring | 0 | 0 | 0 | 0 | 0 | 0 | 0 | 0 | 0 | 0 | 0 | 0 | 0 | 0 | 0 | 0 | 0 | 0 | 0 | 0 | 0 | 0 | 0 | 0 | 0 | 68 | 0 | 0
DE | heavy or residual fuel oil | Summer | 0 | 0 | 0 | 0 | 0 | 0 | 0 | 0 | 0 | 0 | 0 | 0 | 0 | 0 | 0 | 0 | 0 | 0 | 0 | 0 | 0 | 0 | 0 | 0 | 0 | 94 | 0 | 0
DE | heavy or residual fuel oil | Fall | 0 | 0 | 0 | 0 | 0 | 0 | 0 | 0 | 0 | 0 | 0 | 0 | 0 | 0 | 0 | 0 | 0 | 0 | 0 | 0 | 0 | 0 | 0 | 0 | 0 | 120 | 0 | 0
DE | heavy or residual fuel oil | Summer Peak | 0 | 0 | 0 | 0 | 0 | 0 | 0 | 0 | 0 | 0 | 0 | 0 | 0 | 0 | 0 | 0 | 0 | 0 | 0 | 0 | 0 | 0 | 0 | 0 | 0 | 30 | 0 | 0
DE | heavy or residual fuel oil | Winter Peak | 0 | 0 | 0 | 0 | 0 | 0 | 0 | 0 | 0 | 0 | 0 | 0 | 0 | 0 | 0 | 0 | 0 | 0 | 0 | 0 | 0 | 0 | 0 | 0 | 0 | 1 | 0 | 0
DE | hydro | Winter | 0.41221 | 0.35709 | 0.30942 | 0.28321 | 0.27357 | 0.2782 | 0.30833 | 0.33544 | 0.36102 | 0.35016 | 0.27753 | 0.25656 | 0.25137 | 0.24643 | 0.24413 | 0.24778 | 0.27097 | 0.3181 | 0.42395 | 0.52656 | 0.54294 | 0.52522 | 0.4936 | 0.45865 | 8.3524 | 52 | 434.3271 | 0.54294
DE | hydro | Spring | 0.52035 | 0.48303 | 0.44183 | 0.41157 | 0.3949 | 0.39735 | 0.40818 | 0.41794 | 0.36947 | 0.29496 | 0.26814 | 0.26985 | 0.27546 | 0.27803 | 0.28118 | 0.28642 | 0.29992 | 0.33574 | 0.38659 | 0.51506 | 0.6134 | 0.58885 | 0.56121 | 0.54264 | 9.6421 | 68 | 655.6596 | 0.6134
DE | hydro | Summer | 0.50102 | 0.46089 | 0.4037 | 0.35828 | 0.33043 | 0.31556 | 0.31344 | 0.30789 | 0.25162 | 0.22993 | 0.23641 | 0.25402 | 0.27509 | 0.29448 | 0.30957 | 0.32916 | 0.34818 | 0.37892 | 0.42748 | 0.49044 | 0.55137 | 0.53666 | 0.52208 | 0.51344 | 8.9401 | 94 | 840.3669 | 0.55137
DE | hydro | Fall | 0.35049 | 0.28181 | 0.23473 | 0.20846 | 0.19684 | 0.19538 | 0.20221 | 0.2163 | 0.22156 | 0.18863 | 0.18733 | 0.19327 | 0.19901 | 0.20493 | 0.20686 | 0.21478 | 0.23449 | 0.26804 | 0.35784 | 0.48052 | 0.47904 | 0.45224 | 0.42916 | 0.39291 | 6.5968 | 120 | 791.617 | 0.48052
DE | hydro | Summer Peak | 0.51434 | 0.49397 | 0.43032 | 0.39417 | 0.36553 | 0.34771 | 0.34447 | 0.34338 | 0.24776 | 0.24412 | 0.24653 | 0.26487 | 0.28581 | 0.30852 | 0.34606 | 0.37796 | 0.38133 | 0.41272 | 0.45104 | 0.4884 | 0.60033 | 0.55444 | 0.53398 | 0.51989 | 9.4976 | 30 | 284.9293 | 0.60033
DE | hydro | Winter Peak | 0.44352 | 0.3729 | 0.3111 | 0.26791 | 0.26568 | 0.28574 | 0.33223 | 0.37668 | 0.40938 | 0.44611 | 0.31843 | 0.27026 | 0.26473 | 0.28612 | 0.28007 | 0.25864 | 0.29462 | 0.32255 | 0.45944 | 0.59759 | 0.59786 | 0.59554 | 0.57099 | 0.54006 | 9.1681 | 1 | 9.1681 | 0.59786
DE | hydrogen combined cycle | Winter | 0.26773 | 0.25528 | 0.25169 | 0.25434 | 0.26221 | 0.29167 | 0.33471 | 0.33421 | 0.31238 | 0.29521 | 0.29555 | 0.292 | 0.28392 | 0.26912 | 0.27052 | 0.30313 | 0.34739 | 0.35941 | 0.3595 | 0.35966 | 0.35976 | 0.35672 | 0.33895 | 0.30568 | 7.3607 | 52 | 382.7589 | 0.35976
DE | hydrogen combined cycle | Spring | 0.058593 | 0.057551 | 0.057516 | 0.057343 | 0.05901 | 0.060261 | 0.060636 | 0.059918 | 0.060219 | 0.060219 | 0.061053 | 0.06147 | 0.06147 | 0.06147 | 0.06147 | 0.063554 | 0.065638 | 0.069711 | 0.072817 | 0.07325 | 0.073475 | 0.069111 | 0.059239 | 0.058728 | 1.5037 | 68 | 102.253 | 0.073475
DE | hydrogen combined cycle | Summer | 0.048577 | 0.048577 | 0.048577 | 0.048577 | 0.048577 | 0.048577 | 0.048577 | 0.048577 | 0.048577 | 0.049017 | 0.054747 | 0.062681 | 0.068948 | 0.076257 | 0.087776 | 0.10282 | 0.1074 | 0.11643 | 0.12628 | 0.12235 | 0.098542 | 0.080665 | 0.060278 | 0.04926 | 1.7006 | 94 | 159.8607 | 0.12628
DE | hydrogen combined cycle | Fall | 0.076948 | 0.075691 | 0.075691 | 0.075691 | 0.075691 | 0.076948 | 0.07709 | 0.078003 | 0.080517 | 0.079652 | 0.080862 | 0.085097 | 0.086803 | 0.086715 | 0.08652 | 0.089318 | 0.098379 | 0.10724 | 0.10865 | 0.10835 | 0.10211 | 0.099801 | 0.089114 | 0.081938 | 2.0828 | 120 | 249.9377 | 0.10865
DE | hydrogen combined cycle | Summer Peak | 0.038346 | 0.038346 | 0.038346 | 0.038346 | 0.038346 | 0.038346 | 0.038346 | 0.038346 | 0.038346 | 0.038346 | 0.076692 | 0.076692 | 0.21765 | 0.21765 | 0.21765 | 0.22499 | 0.27196 | 0.36595 | 0.28064 | 0.27196 | 0.21765 | 0.21765 | 0.076692 | 0.038346 | 3.1556 | 30 | 94.6693 | 0.36595
DE | hydrogen combined cycle | Winter Peak | 0.26465 | 0.26465 | 0.26465 | 0.26465 | 0.26465 | 0.35864 | 0.35864 | 0.35864 | 0.35864 | 0.35864 | 0.27196 | 0.22499 | 0.21765 | 0.21765 | 0.21765 | 0.21765 | 0.35864 | 0.35864 | 0.35864 | 0.35864 | 0.35864 | 0.35864 | 0.35864 | 0.21765 | 7.2121 | 1 | 7.2121 | 0.35864
DE | hydrogen ct | Winter | 9.6703e-15 | 9.6703e-15 | 9.6703e-15 | 9.6703e-15 | 9.6703e-15 | 9.6703e-15 | 0.13128 | 0.16073 | 0.087878 | 0.087878 | 0.087878 | 0.087878 | 0.087878 | 0.087878 | 0.087878 | 0.087878 | 0.087878 | 0.5113 | 0.99043 | 0.93265 | 0.30722 | 0.087878 | 9.6703e-15 | 9.6703e-15 | 3.9124 | 52 | 203.4446 | 0.99043
DE | hydrogen ct | Spring | 9.6703e-15 | 9.6703e-15 | 9.6703e-15 | 9.6703e-15 | 9.6703e-15 | 9.6703e-15 | 0.077873 | 0.077873 | 0.04468 | 0.04468 | 0.04468 | 0.04468 | 0.04468 | 0.04468 | 0.04468 | 0.04468 | 0.04468 | 0.26812 | 0.46805 | 0.43486 | 0.28933 | 0.045177 | 0.033193 | 0.033193 | 2.1298 | 68 | 144.8265 | 0.46805
DE | hydrogen ct | Summer | 9.6703e-15 | 9.6703e-15 | 9.6703e-15 | 9.6703e-15 | 9.6703e-15 | 9.6703e-15 | 0.024012 | 0.024012 | 9.6703e-15 | 9.6703e-15 | 9.6703e-15 | 9.6703e-15 | 9.6703e-15 | 9.6703e-15 | 9.6703e-15 | 9.6703e-15 | 9.6703e-15 | 0.016292 | 0.032322 | 0.0086693 | 9.6703e-15 | 9.6703e-15 | 9.6703e-15 | 9.6703e-15 | 0.10531 | 94 | 9.8989 | 0.032322
DE | hydrogen ct | Fall | 0.01881 | 0.01881 | 0.01881 | 0.01881 | 0.01881 | 0.01881 | 0.01881 | 0.01881 | 0.01881 | 0.01881 | 0.01881 | 0.01881 | 0.01881 | 0.01881 | 0.01881 | 0.01881 | 0.01881 | 0.29155 | 0.34344 | 0.27807 | 0.09497 | 9.6703e-15 | 9.6703e-15 | 9.6703e-15 | 1.3278 | 120 | 159.3349 | 0.34344
DE | hydrogen ct | Summer Peak | 9.6703e-15 | 9.6703e-15 | 9.6703e-15 | 9.6703e-15 | 9.6703e-15 | 9.6703e-15 | 9.6703e-15 | 9.6703e-15 | 9.6703e-15 | 9.6703e-15 | 9.6703e-15 | 9.6703e-15 | 9.6703e-15 | 9.6703e-15 | 9.6703e-15 | 9.6703e-15 | 0.027164 | 0.10209 | 0.17651 | 0.078211 | 9.6703e-15 | 9.6703e-15 | 9.6703e-15 | 9.6703e-15 | 0.38398 | 30 | 11.5194 | 0.17651
DE | hydrogen ct | Winter Peak | 9.6703e-15 | 9.6703e-15 | 9.6703e-15 | 9.6703e-15 | 9.6703e-15 | 9.6703e-15 | 9.6703e-15 | 9.6703e-15 | 9.6703e-15 | 9.6703e-15 | 9.6703e-15 | 9.6703e-15 | 9.6703e-15 | 9.6703e-15 | 9.6703e-15 | 9.6703e-15 | 9.6703e-15 | 1 | 1 | 1 | 1 | 9.6703e-15 | 9.6703e-15 | 9.6703e-15 | 4 | 1 | 4 | 1
DE | lignite ccs | Winter | 0.8 | 0.8 | 0.8 | 0.8 | 0.8 | 0.8 | 0.8 | 0.8 | 0.8 | 0.8 | 0.8 | 0.8 | 0.8 | 0.8 | 0.8 | 0.8 | 0.8 | 0.8 | 0.8 | 0.8 | 0.8 | 0.8 | 0.8 | 0.8 | 19.2 | 52 | 998.4 | 0.8
DE | lignite ccs | Spring | 0.8 | 0.8 | 0.8 | 0.8 | 0.8 | 0.8 | 0.8 | 0.8 | 0.8 | 0.8 | 0.8 | 0.8 | 0.8 | 0.8 | 0.8 | 0.8 | 0.8 | 0.8 | 0.8 | 0.8 | 0.8 | 0.8 | 0.8 | 0.8 | 19.2 | 68 | 1305.6 | 0.8
DE | lignite ccs | Summer | 0.8 | 0.8 | 0.8 | 0.8 | 0.8 | 0.8 | 0.8 | 0.8 | 0.8 | 0.8 | 0.8 | 0.8 | 0.8 | 0.8 | 0.8 | 0.8 | 0.8 | 0.8 | 0.8 | 0.8 | 0.8 | 0.8 | 0.8 | 0.8 | 19.2 | 94 | 1804.8 | 0.8
DE | lignite ccs | Fall | 0.8 | 0.8 | 0.8 | 0.8 | 0.8 | 0.8 | 0.8 | 0.8 | 0.8 | 0.8 | 0.8 | 0.8 | 0.8 | 0.8 | 0.8 | 0.8 | 0.8 | 0.8 | 0.8 | 0.8 | 0.8 | 0.8 | 0.8 | 0.8 | 19.2 | 120 | 2304 | 0.8
DE | lignite ccs | Summer Peak | 0.8 | 0.8 | 0.8 | 0.8 | 0.8 | 0.8 | 0.8 | 0.8 | 0.8 | 0.8 | 0.8 | 0.8 | 0.8 | 0.8 | 0.8 | 0.8 | 0.8 | 0.8 | 0.8 | 0.8 | 0.8 | 0.8 | 0.8 | 0.8 | 19.2 | 30 | 576 | 0.8
DE | lignite ccs | Winter Peak | 0.8 | 0.8 | 0.8 | 0.8 | 0.8 | 0.8 | 0.8 | 0.8 | 0.8 | 0.8 | 0.8 | 0.8 | 0.8 | 0.8 | 0.8 | 0.8 | 0.8 | 0.8 | 0.8 | 0.8 | 0.8 | 0.8 | 0.8 | 0.8 | 19.2 | 1 | 19.2 | 0.8
DE | lignite | Winter | 0.638 | 0.638 | 0.638 | 0.638 | 0.638 | 0.638 | 0.638 | 0.638 | 0.638 | 0.638 | 0.638 | 0.638 | 0.638 | 0.638 | 0.638 | 0.638 | 0.638 | 0.638 | 0.638 | 0.638 | 0.638 | 0.638 | 0.638 | 0.638 | 15.312 | 52 | 796.224 | 0.638
DE | lignite | Spring | 0.638 | 0.638 | 0.638 | 0.638 | 0.638 | 0.638 | 0.638 | 0.638 | 0.638 | 0.638 | 0.638 | 0.638 | 0.638 | 0.638 | 0.638 | 0.638 | 0.638 | 0.638 | 0.638 | 0.638 | 0.638 | 0.638 | 0.638 | 0.638 | 15.312 | 68 | 1041.216 | 0.638
DE | lignite | Summer | 0.638 | 0.638 | 0.638 | 0.638 | 0.638 | 0.638 | 0.638 | 0.638 | 0.638 | 0.638 | 0.638 | 0.638 | 0.638 | 0.638 | 0.638 | 0.638 | 0.638 | 0.638 | 0.638 | 0.638 | 0.638 | 0.638 | 0.638 | 0.638 | 15.312 | 94 | 1439.328 | 0.638
DE | lignite | Fall | 0.638 | 0.638 | 0.638 | 0.638 | 0.638 | 0.638 | 0.638 | 0.638 | 0.638 | 0.638 | 0.638 | 0.638 | 0.638 | 0.638 | 0.638 | 0.638 | 0.638 | 0.638 | 0.638 | 0.638 | 0.638 | 0.638 | 0.638 | 0.638 | 15.312 | 120 | 1837.44 | 0.638
DE | lignite | Summer Peak | 0.638 | 0.638 | 0.638 | 0.638 | 0.638 | 0.638 | 0.638 | 0.638 | 0.638 | 0.638 | 0.638 | 0.638 | 0.638 | 0.638 | 0.638 | 0.638 | 0.638 | 0.638 | 0.638 | 0.638 | 0.638 | 0.638 | 0.638 | 0.638 | 15.312 | 30 | 459.36 | 0.638
DE | lignite | Winter Peak | 0.638 | 0.638 | 0.638 | 0.638 | 0.638 | 0.638 | 0.638 | 0.638 | 0.638 | 0.638 | 0.638 | 0.638 | 0.638 | 0.638 | 0.638 | 0.638 | 0.638 | 0.638 | 0.638 | 0.638 | 0.638 | 0.638 | 0.638 | 0.638 | 15.312 | 1 | 15.312 | 0.638
DE | municipal solid waste | Winter | 0.7342 | 0.7342 | 0.7342 | 0.7342 | 0.7342 | 0.7342 | 0.7342 | 0.7342 | 0.7342 | 0.7342 | 0.7342 | 0.7342 | 0.7342 | 0.7342 | 0.7342 | 0.7342 | 0.7342 | 0.7342 | 0.7342 | 0.7342 | 0.7342 | 0.7342 | 0.7342 | 0.7342 | 17.6208 | 52 | 916.2816 | 0.7342
DE | municipal solid waste | Spring | 0.7342 | 0.7342 | 0.7342 | 0.7342 | 0.7342 | 0.7342 | 0.7342 | 0.7342 | 0.7342 | 0.7342 | 0.7342 | 0.7342 | 0.7342 | 0.7342 | 0.7342 | 0.7342 | 0.7342 | 0.7342 | 0.7342 | 0.7342 | 0.7342 | 0.7342 | 0.7342 | 0.7342 | 17.6208 | 68 | 1198.2144 | 0.7342
DE | municipal solid waste | Summer | 0.7342 | 0.7342 | 0.7342 | 0.7342 | 0.7342 | 0.7342 | 0.7342 | 0.7342 | 0.7342 | 0.7342 | 0.7342 | 0.7342 | 0.7342 | 0.7342 | 0.7342 | 0.7342 | 0.7342 | 0.7342 | 0.7342 | 0.7342 | 0.7342 | 0.7342 | 0.7342 | 0.7342 | 17.6208 | 94 | 1656.3552 | 0.7342
DE | municipal solid waste | Fall | 0.7342 | 0.7342 | 0.7342 | 0.7342 | 0.7342 | 0.7342 | 0.7342 | 0.7342 | 0.7342 | 0.7342 | 0.7342 | 0.7342 | 0.7342 | 0.7342 | 0.7342 | 0.7342 | 0.7342 | 0.7342 | 0.7342 | 0.7342 | 0.7342 | 0.7342 | 0.7342 | 0.7342 | 17.6208 | 120 | 2114.496 | 0.7342
DE | municipal solid waste | Summer Peak | 0.7342 | 0.7342 | 0.7342 | 0.7342 | 0.7342 | 0.7342 | 0.7342 | 0.7342 | 0.7342 | 0.7342 | 0.7342 | 0.7342 | 0.7342 | 0.7342 | 0.7342 | 0.7342 | 0.7342 | 0.7342 | 0.7342 | 0.7342 | 0.7342 | 0.7342 | 0.7342 | 0.7342 | 17.6208 | 30 | 528.624 | 0.7342
DE | municipal solid waste | Winter Peak | 0.7342 | 0.7342 | 0.7342 | 0.7342 | 0.7342 | 0.7342 | 0.7342 | 0.7342 | 0.7342 | 0.7342 | 0.7342 | 0.7342 | 0.7342 | 0.7342 | 0.7342 | 0.7342 | 0.7342 | 0.7342 | 0.7342 | 0.7342 | 0.7342 | 0.7342 | 0.7342 | 0.7342 | 17.6208 | 1 | 17.6208 | 0.7342
DE | natural gas peaker | Winter | 9.6703e-15 | 9.6703e-15 | 9.6703e-15 | 9.6703e-15 | 9.6703e-15 | 9.6703e-15 | 0.13128 | 0.16073 | 0.087878 | 0.087878 | 0.087878 | 0.087878 | 0.087878 | 0.087878 | 0.087878 | 0.087878 | 0.087878 | 0.5113 | 0.99043 | 0.93265 | 0.30722 | 0.087878 | 9.6703e-15 | 9.6703e-15 | 3.9124 | 52 | 203.4446 | 0.99043
DE | natural gas peaker | Spring | 9.6703e-15 | 9.6703e-15 | 9.6703e-15 | 9.6703e-15 | 9.6703e-15 | 9.6703e-15 | 0.077873 | 0.077873 | 0.04468 | 0.04468 | 0.04468 | 0.04468 | 0.04468 | 0.04468 | 0.04468 | 0.04468 | 0.04468 | 0.26812 | 0.46805 | 0.43486 | 0.28933 | 0.045177 | 0.033193 | 0.033193 | 2.1298 | 68 | 144.8265 | 0.46805
DE | natural gas peaker | Summer | 9.6703e-15 | 9.6703e-15 | 9.6703e-15 | 9.6703e-15 | 9.6703e-15 | 9.6703e-15 | 0.024012 | 0.024012 | 9.6703e-15 | 9.6703e-15 | 9.6703e-15 | 9.6703e-15 | 9.6703e-15 | 9.6703e-15 | 9.6703e-15 | 9.6703e-15 | 9.6703e-15 | 0.016292 | 0.032322 | 0.0086693 | 9.6703e-15 | 9.6703e-15 | 9.6703e-15 | 9.6703e-15 | 0.10531 | 94 | 9.8989 | 0.032322
DE | natural gas peaker | Fall | 0.01881 | 0.01881 | 0.01881 | 0.01881 | 0.01881 | 0.01881 | 0.01881 | 0.01881 | 0.01881 | 0.01881 | 0.01881 | 0.01881 | 0.01881 | 0.01881 | 0.01881 | 0.01881 | 0.01881 | 0.29155 | 0.34344 | 0.27807 | 0.09497 | 9.6703e-15 | 9.6703e-15 | 9.6703e-15 | 1.3278 | 120 | 159.3349 | 0.34344
DE | natural gas peaker | Summer Peak | 9.6703e-15 | 9.6703e-15 | 9.6703e-15 | 9.6703e-15 | 9.6703e-15 | 9.6703e-15 | 9.6703e-15 | 9.6703e-15 | 9.6703e-15 | 9.6703e-15 | 9.6703e-15 | 9.6703e-15 | 9.6703e-15 | 9.6703e-15 | 9.6703e-15 | 9.6703e-15 | 0.027164 | 0.10209 | 0.17651 | 0.078211 | 9.6703e-15 | 9.6703e-15 | 9.6703e-15 | 9.6703e-15 | 0.38398 | 30 | 11.5194 | 0.17651
DE | natural gas peaker | Winter Peak | 9.6703e-15 | 9.6703e-15 | 9.6703e-15 | 9.6703e-15 | 9.6703e-15 | 9.6703e-15 | 9.6703e-15 | 9.6703e-15 | 9.6703e-15 | 9.6703e-15 | 9.6703e-15 | 9.6703e-15 | 9.6703e-15 | 9.6703e-15 | 9.6703e-15 | 9.6703e-15 | 9.6703e-15 | 1 | 1 | 1 | 1 | 9.6703e-15 | 9.6703e-15 | 9.6703e-15 | 4 | 1 | 4 | 1
DE | nuclear | Winter | 0.909 | 0.909 | 0.909 | 0.909 | 0.909 | 0.909 | 0.909 | 0.909 | 0.909 | 0.909 | 0.909 | 0.909 | 0.909 | 0.909 | 0.909 | 0.909 | 0.909 | 0.909 | 0.909 | 0.909 | 0.909 | 0.909 | 0.909 | 0.909 | 21.816 | 52 | 1134.432 | 0.909
DE | nuclear | Spring | 0.909 | 0.909 | 0.909 | 0.909 | 0.909 | 0.909 | 0.909 | 0.909 | 0.909 | 0.909 | 0.909 | 0.909 | 0.909 | 0.909 | 0.909 | 0.909 | 0.909 | 0.909 | 0.909 | 0.909 | 0.909 | 0.909 | 0.909 | 0.909 | 21.816 | 68 | 1483.488 | 0.909
DE | nuclear | Summer | 0.909 | 0.909 | 0.909 | 0.909 | 0.909 | 0.909 | 0.909 | 0.909 | 0.909 | 0.909 | 0.909 | 0.909 | 0.909 | 0.909 | 0.909 | 0.909 | 0.909 | 0.909 | 0.909 | 0.909 | 0.909 | 0.909 | 0.909 | 0.909 | 21.816 | 94 | 2050.704 | 0.909
DE | nuclear | Fall | 0.909 | 0.909 | 0.909 | 0.909 | 0.909 | 0.909 | 0.909 | 0.909 | 0.909 | 0.909 | 0.909 | 0.909 | 0.909 | 0.909 | 0.909 | 0.909 | 0.909 | 0.909 | 0.909 | 0.909 | 0.909 | 0.909 | 0.909 | 0.909 | 21.816 | 120 | 2617.92 | 0.909
DE | nuclear | Summer Peak | 0.909 | 0.909 | 0.909 | 0.909 | 0.909 | 0.909 | 0.909 | 0.909 | 0.909 | 0.909 | 0.909 | 0.909 | 0.909 | 0.909 | 0.909 | 0.909 | 0.909 | 0.909 | 0.909 | 0.909 | 0.909 | 0.909 | 0.909 | 0.909 | 21.816 | 30 | 654.48 | 0.909
DE | nuclear | Winter Peak | 0.909 | 0.909 | 0.909 | 0.909 | 0.909 | 0.909 | 0.909 | 0.909 | 0.909 | 0.909 | 0.909 | 0.909 | 0.909 | 0.909 | 0.909 | 0.909 | 0.909 | 0.909 | 0.909 | 0.909 | 0.909 | 0.909 | 0.909 | 0.909 | 21.816 | 1 | 21.816 | 0.909
DE | offshore wind | Winter | 0.64152 | 0.63221 | 0.62287 | 0.60791 | 0.59196 | 0.57577 | 0.56635 | 0.55882 | 0.5546 | 0.54559 | 0.52047 | 0.51805 | 0.53028 | 0.54583 | 0.57008 | 0.59819 | 0.63966 | 0.66611 | 0.68357 | 0.71958 | 0.73235 | 0.74694 | 0.74043 | 0.74416 | 14.8533 | 52 | 772.3725 | 0.74694
DE | offshore wind | Spring | 0.6562 | 0.63943 | 0.6252 | 0.61478 | 0.61091 | 0.59564 | 0.57853 | 0.557 | 0.52944 | 0.49063 | 0.44866 | 0.42629 | 0.41343 | 0.41646 | 0.43672 | 0.45737 | 0.48775 | 0.50421 | 0.52192 | 0.53548 | 0.54853 | 0.56062 | 0.56948 | 0.57151 | 12.7962 | 68 | 870.1411 | 0.6562
DE | offshore wind | Summer | 0.4731 | 0.46985 | 0.4637 | 0.4638 | 0.46546 | 0.45939 | 0.44721 | 0.42466 | 0.3928 | 0.37411 | 0.3625 | 0.35605 | 0.37135 | 0.39011 | 0.41855 | 0.43737 | 0.4545 | 0.46627 | 0.47417 | 0.49103 | 0.50843 | 0.51908 | 0.52116 | 0.52237 | 10.727 | 94 | 1008.3409 | 0.52237
DE | offshore wind | Fall | 0.53805 | 0.52377 | 0.51974 | 0.51162 | 0.50105 | 0.49282 | 0.47455 | 0.46412 | 0.44915 | 0.4326 | 0.42155 | 0.41628 | 0.43027 | 0.44078 | 0.46012 | 0.48105 | 0.49445 | 0.49998 | 0.50576 | 0.50793 | 0.50545 | 0.50313 | 0.49898 | 0.50361 | 11.5768 | 120 | 1389.2176 | 0.53805
DE | offshore wind | Summer Peak | 0.38796 | 0.36132 | 0.35469 | 0.33703 | 0.30951 | 0.284 | 0.27354 | 0.25626 | 0.23609 | 0.22646 | 0.21908 | 0.2474 | 0.28236 | 0.32059 | 0.36073 | 0.39118 | 0.40533 | 0.42627 | 0.43267 | 0.42119 | 0.41168 | 0.43877 | 0.45516 | 0.46026 | 8.2995 | 30 | 248.9855 | 0.46026
DE | offshore wind | Winter Peak | 0.44615 | 0.43317 | 0.41117 | 0.38132 | 0.34851 | 0.27154 | 0.22505 | 0.17794 | 0.12944 | 0.087176 | 0.052353 | 0.025029 | 0.0065418 | 0.00092912 | 0.001479 | 0.021844 | 0.094419 | 0.23215 | 0.48343 | 0.76877 | 1 | 1 | 1 | 1 | 8.5984 | 1 | 8.5984 | 1
DE | onshore wind | Winter | 0.5003 | 0.4993 | 0.49307 | 0.48573 | 0.48067 | 0.47867 | 0.4806 | 0.47705 | 0.45854 | 0.35727 | 0.28044 | 0.25153 | 0.24843 | 0.25104 | 0.25269 | 0.25853 | 0.2689 | 0.30213 | 0.37513 | 0.43483 | 0.46857 | 0.48882 | 0.49876 | 0.50232 | 9.5933 | 52 | 498.8534 | 0.50232
DE | onshore wind | Spring | 0.54142 | 0.53516 | 0.5273 | 0.51793 | 0.50868 | 0.50236 | 0.49196 | 0.42417 | 0.31151 | 0.25882 | 0.24561 | 0.24014 | 0.24477 | 0.2536 | 0.26715 | 0.28324 | 0.29935 | 0.32067 | 0.36267 | 0.44032 | 0.50624 | 0.53493 | 0.54578 | 0.54483 | 9.7086 | 68 | 660.1851 | 0.54578
DE | onshore wind | Summer | 0.50105 | 0.49455 | 0.48358 | 0.46912 | 0.45228 | 0.43521 | 0.40592 | 0.29067 | 0.1957 | 0.17271 | 0.15492 | 0.14523 | 0.14747 | 0.15967 | 0.18101 | 0.20222 | 0.22839 | 0.25712 | 0.295 | 0.35258 | 0.4245 | 0.47016 | 0.49287 | 0.50275 | 7.9147 | 94 | 743.9809 | 0.50275
DE | onshore wind | Fall | 0.47809 | 0.47736 | 0.47112 | 0.46402 | 0.45937 | 0.4538 | 0.44798 | 0.42922 | 0.31551 | 0.22206 | 0.20386 | 0.19928 | 0.19573 | 0.1982 | 0.20682 | 0.2167 | 0.23176 | 0.26113 | 0.30918 | 0.38562 | 0.43903 | 0.46617 | 0.47761 | 0.47847 | 8.4881 | 120 | 1018.5693 | 0.47847
DE | onshore wind | Summer Peak | 0.62834 | 0.62731 | 0.61933 | 0.60635 | 0.59233 | 0.57983 | 0.55355 | 0.41656 | 0.27719 | 0.23002 | 0.1922 | 0.16166 | 0.15803 | 0.17762 | 0.19994 | 0.23537 | 0.25597 | 0.28343 | 0.31256 | 0.36927 | 0.45292 | 0.52462 | 0.56282 | 0.57762 | 9.5949 | 30 | 287.8456 | 0.62834
DE | onshore wind | Winter Peak | 0.43939 | 0.42167 | 0.39981 | 0.37708 | 0.35912 | 0.35236 | 0.35775 | 0.37735 | 0.3707 | 0.28689 | 0.20141 | 0.17955 | 0.18994 | 0.20953 | 0.22453 | 0.23633 | 0.24521 | 0.2725 | 0.35645 | 0.41364 | 0.45993 | 0.46798 | 0.46358 | 0.45091 | 8.1136 | 1 | 8.1136 | 0.46798
DE | petroleum | Winter | 9.6703e-15 | 9.6703e-15 | 9.6703e-15 | 9.6703e-15 | 9.6703e-15 | 9.6703e-15 | 0.13128 | 0.16073 | 0.087878 | 0.087878 | 0.087878 | 0.087878 | 0.087878 | 0.087878 | 0.087878 | 0.087878 | 0.087878 | 0.5113 | 0.99043 | 0.93265 | 0.30722 | 0.087878 | 9.6703e-15 | 9.6703e-15 | 3.9124 | 52 | 203.4446 | 0.99043
DE | petroleum | Spring | 9.6703e-15 | 9.6703e-15 | 9.6703e-15 | 9.6703e-15 | 9.6703e-15 | 9.6703e-15 | 0.077873 | 0.077873 | 0.04468 | 0.04468 | 0.04468 | 0.04468 | 0.04468 | 0.04468 | 0.04468 | 0.04468 | 0.04468 | 0.26812 | 0.46805 | 0.43486 | 0.28933 | 0.045177 | 0.033193 | 0.033193 | 2.1298 | 68 | 144.8265 | 0.46805
DE | petroleum | Summer | 9.6703e-15 | 9.6703e-15 | 9.6703e-15 | 9.6703e-15 | 9.6703e-15 | 9.6703e-15 | 0.024012 | 0.024012 | 9.6703e-15 | 9.6703e-15 | 9.6703e-15 | 9.6703e-15 | 9.6703e-15 | 9.6703e-15 | 9.6703e-15 | 9.6703e-15 | 9.6703e-15 | 0.016292 | 0.032322 | 0.0086693 | 9.6703e-15 | 9.6703e-15 | 9.6703e-15 | 9.6703e-15 | 0.10531 | 94 | 9.8989 | 0.032322
DE | petroleum | Fall | 0.01881 | 0.01881 | 0.01881 | 0.01881 | 0.01881 | 0.01881 | 0.01881 | 0.01881 | 0.01881 | 0.01881 | 0.01881 | 0.01881 | 0.01881 | 0.01881 | 0.01881 | 0.01881 | 0.01881 | 0.29155 | 0.34344 | 0.27807 | 0.09497 | 9.6703e-15 | 9.6703e-15 | 9.6703e-15 | 1.3278 | 120 | 159.3349 | 0.34344
DE | petroleum | Summer Peak | 9.6703e-15 | 9.6703e-15 | 9.6703e-15 | 9.6703e-15 | 9.6703e-15 | 9.6703e-15 | 9.6703e-15 | 9.6703e-15 | 9.6703e-15 | 9.6703e-15 | 9.6703e-15 | 9.6703e-15 | 9.6703e-15 | 9.6703e-15 | 9.6703e-15 | 9.6703e-15 | 0.027164 | 0.10209 | 0.17651 | 0.078211 | 9.6703e-15 | 9.6703e-15 | 9.6703e-15 | 9.6703e-15 | 0.38398 | 30 | 11.5194 | 0.17651
DE | petroleum | Winter Peak | 9.6703e-15 | 9.6703e-15 | 9.6703e-15 | 9.6703e-15 | 9.6703e-15 | 9.6703e-15 | 9.6703e-15 | 9.6703e-15 | 9.6703e-15 | 9.6703e-15 | 9.6703e-15 | 9.6703e-15 | 9.6703e-15 | 9.6703e-15 | 9.6703e-15 | 9.6703e-15 | 9.6703e-15 | 1 | 1 | 1 | 1 | 9.6703e-15 | 9.6703e-15 | 9.6703e-15 | 4 | 1 | 4 | 1
DE | pumped hydro | Winter | 0.050786 | 0.031782 | 0.011015 | 0.0036035 | 0.0015851 | 0.005556 | 0.040084 | 0.033931 | 0.015151 | 0.0089085 | 0.0017651 | 0.0025064 | 0.0017282 | 0.0011129 | 0.0006206 | 0.00067935 | 0.0057153 | 0.12696 | 0.27549 | 0.26941 | 0.19322 | 0.12361 | 0.087958 | 0.059443 | 1.3526 | 52 | 70.3363 | 0.27549
DE | pumped hydro | Spring | 0.13406 | 0.089046 | 0.043601 | 0.027674 | 0.022308 | 0.021574 | 0.03002 | 0.021769 | 0.01624 | 0.0019417 | 0.0019339 | 0.0016268 | 0.0017358 | 0.0033852 | 0.0067275 | 0.010701 | 0.041979 | 0.14699 | 0.34078 | 0.37694 | 0.3594 | 0.20445 | 0.15713 | 0.1425 | 2.2045 | 68 | 149.9066 | 0.37694
DE | pumped hydro | Summer | 0.088023 | 0.039339 | 0.016514 | 0.0093124 | 0.0054294 | 0.0038308 | 0.0031176 | 0.0012654 | 0.00015248 | 2.3472e-05 | 0.00083549 | 0.022595 | 0.10315 | 0.18902 | 0.2678 | 0.35551 | 0.45477 | 0.53128 | 0.58425 | 0.58312 | 0.54844 | 0.32976 | 0.16117 | 0.12689 | 4.4256 | 94 | 416.0066 | 0.58425
DE | pumped hydro | Fall | 0.087977 | 0.062359 | 0.024155 | 0.0062008 | 0.0025893 | 0.0017164 | 0.0023704 | 0.0063496 | 0.0078345 | 0.00033795 | 0.00071655 | 0.00089718 | 0.0046131 | 0.012083 | 0.021131 | 0.03584 | 0.098139 | 0.31041 | 0.39754 | 0.41951 | 0.24537 | 0.15513 | 0.1382 | 0.11573 | 2.1572 | 120 | 258.8643 | 0.41951
DE | pumped hydro | Summer Peak | 0.13154 | 0.040447 | 0 | 0 | 0 | 0 | 0 | 0 | 0 | 0.00043189 | 0.0018473 | 0.083516 | 0.34412 | 0.45311 | 0.54917 | 0.60615 | 0.63472 | 0.64234 | 0.639 | 0.63262 | 0.72697 | 0.67088 | 0.19429 | 0.14993 | 6.5011 | 30 | 195.0323 | 0.72697
DE | pumped hydro | Winter Peak | 0.0047638 | 0.0026573 | 0.0018473 | 0.0018473 | 0 | 0.094888 | 0.19155 | 0.14615 | 0.0043146 | 0.012964 | 0.003345 | 0.0052486 | 0.0036945 | 0 | 0 | 0 | 0.0048896 | 0.20752 | 0.3746 | 0.38504 | 0.33367 | 0.19894 | 0.069298 | 0.020111 | 2.0674 | 1 | 2.0674 | 0.38504
DE | smr | Winter | 0.9 | 0.9 | 0.9 | 0.9 | 0.9 | 0.9 | 0.9 | 0.9 | 0.9 | 0.9 | 0.9 | 0.9 | 0.9 | 0.9 | 0.9 | 0.9 | 0.9 | 0.9 | 0.9 | 0.9 | 0.9 | 0.9 | 0.9 | 0.9 | 21.6 | 52 | 1123.2 | 0.9
DE | smr | Spring | 0.9 | 0.9 | 0.9 | 0.9 | 0.9 | 0.9 | 0.9 | 0.9 | 0.9 | 0.9 | 0.9 | 0.9 | 0.9 | 0.9 | 0.9 | 0.9 | 0.9 | 0.9 | 0.9 | 0.9 | 0.9 | 0.9 | 0.9 | 0.9 | 21.6 | 68 | 1468.8 | 0.9
DE | smr | Summer | 0.9 | 0.9 | 0.9 | 0.9 | 0.9 | 0.9 | 0.9 | 0.9 | 0.9 | 0.9 | 0.9 | 0.9 | 0.9 | 0.9 | 0.9 | 0.9 | 0.9 | 0.9 | 0.9 | 0.9 | 0.9 | 0.9 | 0.9 | 0.9 | 21.6 | 94 | 2030.4 | 0.9
DE | smr | Fall | 0.9 | 0.9 | 0.9 | 0.9 | 0.9 | 0.9 | 0.9 | 0.9 | 0.9 | 0.9 | 0.9 | 0.9 | 0.9 | 0.9 | 0.9 | 0.9 | 0.9 | 0.9 | 0.9 | 0.9 | 0.9 | 0.9 | 0.9 | 0.9 | 21.6 | 120 | 2592 | 0.9
DE | smr | Summer Peak | 0.9 | 0.9 | 0.9 | 0.9 | 0.9 | 0.9 | 0.9 | 0.9 | 0.9 | 0.9 | 0.9 | 0.9 | 0.9 | 0.9 | 0.9 | 0.9 | 0.9 | 0.9 | 0.9 | 0.9 | 0.9 | 0.9 | 0.9 | 0.9 | 21.6 | 30 | 648 | 0.9
DE | smr | Winter Peak | 0.9 | 0.9 | 0.9 | 0.9 | 0.9 | 0.9 | 0.9 | 0.9 | 0.9 | 0.9 | 0.9 | 0.9 | 0.9 | 0.9 | 0.9 | 0.9 | 0.9 | 0.9 | 0.9 | 0.9 | 0.9 | 0.9 | 0.9 | 0.9 | 21.6 | 1 | 21.6 | 0.9
DE | solar pv dist | Winter | 0 | 0 | 0 | 0 | 0 | 0 | 0.0051289 | 0.12427 | 0.25117 | 0.28734 | 0.29992 | 0.29551 | 0.29442 | 0.37487 | 0.30538 | 0.12352 | 0.0078049 | 0 | 0 | 0 | 0 | 0 | 0 | 0 | 2.3693 | 52 | 123.2049 | 0.37487
DE | solar pv dist | Spring | 0 | 0 | 0 | 0 | 8.1203e-05 | 0.0009582 | 0.11313 | 0.29768 | 0.43944 | 0.45464 | 0.44613 | 0.44965 | 0.47006 | 0.60315 | 0.56084 | 0.3486 | 0.10089 | 0.0093952 | 0.00027609 | 0 | 0 | 0 | 0 | 0 | 4.2949 | 68 | 292.0558 | 0.60315
DE | solar pv dist | Summer | 0 | 0 | 0 | 0 | 0.0018739 | 0.011261 | 0.32661 | 0.45508 | 0.49807 | 0.49145 | 0.47016 | 0.47501 | 0.48666 | 0.53261 | 0.497 | 0.41233 | 0.22347 | 0.11445 | 0.0040297 | 0 | 0 | 0 | 0 | 0 | 5.0001 | 94 | 470.0066 | 0.53261
DE | solar pv dist | Fall | 0 | 0 | 0 | 0 | 0.0019464 | 0.0099715 | 0.19111 | 0.28676 | 0.33106 | 0.34646 | 0.36074 | 0.35016 | 0.34546 | 0.36178 | 0.32273 | 0.25981 | 0.16191 | 0.09567 | 0.0065157 | 0 | 0 | 0 | 0 | 0 | 3.4321 | 120 | 411.8487 | 0.36178
DE | solar pv dist | Summer Peak | 0 | 0 | 0 | 0 | 0.0028897 | 0.019197 | 0.28469 | 0.34603 | 0.39985 | 0.42549 | 0.42428 | 0.42682 | 0.41631 | 0.44268 | 0.40745 | 0.36367 | 0.26808 | 0.14769 | 0.013031 | 0 | 0 | 0 | 0 | 0 | 4.3882 | 30 | 131.6449 | 0.44268
DE | solar pv dist | Winter Peak | 0 | 0 | 0 | 0 | 0 | 0 | 0.0066262 | 0.26615 | 0.5185 | 0.52789 | 0.48537 | 0.45776 | 0.48482 | 0.66814 | 0.3788 | 0.15351 | 0 | 0 | 0 | 0 | 0 | 0 | 0 | 0 | 3.9475 | 1 | 3.9475 | 0.66814
DE | solar pv | Winter | 0 | 0 | 0 | 0 | 0 | 0 | 0.00019911 | 0.087877 | 0.23964 | 0.28548 | 0.28442 | 0.27736 | 0.2867 | 0.29644 | 0.27731 | 0.14478 | 0.011054 | 0 | 0 | 0 | 0 | 0 | 0 | 0 | 2.1913 | 52 | 113.9452 | 0.29644
DE | solar pv | Spring | 0 | 0 | 0 | 0 | 3.2628e-05 | 0.005053 | 0.083406 | 0.29139 | 0.45534 | 0.49882 | 0.49542 | 0.49143 | 0.50988 | 0.53799 | 0.54463 | 0.38976 | 0.13974 | 0.0083636 | 4.3504e-06 | 0 | 0 | 0 | 0 | 0 | 4.4513 | 68 | 302.6869 | 0.54463
DE | solar pv | Summer | 0 | 0 | 0 | 0 | 0.0010496 | 0.090528 | 0.34453 | 0.53256 | 0.58403 | 0.59638 | 0.59496 | 0.57925 | 0.58033 | 0.57069 | 0.54537 | 0.47163 | 0.30062 | 0.095958 | 0.0028481 | 0 | 0 | 0 | 0 | 0 | 5.8907 | 94 | 553.7281 | 0.59638
DE | solar pv | Fall | 0 | 0 | 0 | 0 | 0.00086529 | 0.077824 | 0.20126 | 0.3153 | 0.39215 | 0.42451 | 0.42881 | 0.41966 | 0.41639 | 0.39967 | 0.36716 | 0.31627 | 0.22286 | 0.101 | 0.0061063 | 0 | 0 | 0 | 0 | 0 | 4.0898 | 120 | 490.7789 | 0.42881
DE | solar pv | Summer Peak | 0 | 0 | 0 | 0 | 0.0007445 | 0.11795 | 0.32434 | 0.43628 | 0.48901 | 0.51442 | 0.49653 | 0.4854 | 0.49552 | 0.48679 | 0.46544 | 0.41794 | 0.32274 | 0.14512 | 0.0095404 | 0 | 0 | 0 | 0 | 0 | 5.2077 | 30 | 156.2322 | 0.51442
DE | solar pv | Winter Peak | 0 | 0 | 0 | 0 | 0 | 0 | 0.00014791 | 0.18711 | 0.52435 | 0.55467 | 0.50808 | 0.47273 | 0.49048 | 0.53589 | 0.53071 | 0.30056 | 0 | 0 | 0 | 0 | 0 | 0 | 0 | 0 | 4.1047 | 1 | 4.1047 | 0.55467
DE | solar thermal | Winter | 0 | 0 | 0 | 0 | 0 | 0 | 0 | 0 | 0 | 0.08597 | 0.37963 | 0.49887 | 0.49723 | 0.48344 | 0.47116 | 0.48279 | 0.49202 | 0.44649 | 0.21282 | 0.015243 | 0 | 0 | 0 | 0 | 4.0657 | 52 | 211.4146 | 0.49887
DE | solar thermal | Spring | 0 | 0 | 0 | 0 | 0 | 0 | 0 | 0.0076376 | 0.18687 | 0.48014 | 0.63047 | 0.67382 | 0.67706 | 0.67418 | 0.66674 | 0.6665 | 0.66683 | 0.64842 | 0.56803 | 0.30656 | 0.039289 | 0 | 0 | 0 | 6.8926 | 68 | 468.6943 | 0.67706
DE | solar thermal | Summer | 0 | 0 | 0 | 0 | 0 | 0 | 0 | 0.024165 | 0.27576 | 0.51489 | 0.59949 | 0.63012 | 0.63917 | 0.63842 | 0.63267 | 0.62353 | 0.61338 | 0.59439 | 0.54207 | 0.40006 | 0.11962 | 2.6056e-06 | 0 | 0 | 6.8477 | 94 | 643.686 | 0.63917
DE | solar thermal | Fall | 0 | 0 | 0 | 0 | 0 | 0 | 0 | 0 | 0.054994 | 0.36422 | 0.55217 | 0.58569 | 0.57826 | 0.56812 | 0.56341 | 0.56827 | 0.56955 | 0.52878 | 0.35579 | 0.077412 | 3.2207e-05 | 0 | 0 | 0 | 5.3667 | 120 | 644.0033 | 0.58569
DE | solar thermal | Summer Peak | 0 | 0 | 0 | 0 | 0 | 0 | 0 | 0.027732 | 0.38084 | 0.62249 | 0.69231 | 0.71807 | 0.7248 | 0.72465 | 0.72329 | 0.72571 | 0.72389 | 0.71218 | 0.67311 | 0.55977 | 0.22117 | 0 | 0 | 0 | 8.23 | 30 | 246.9004 | 0.72571
DE | solar thermal | Winter Peak | 0 | 0 | 0 | 0 | 0 | 0 | 0 | 0 | 0 | 0.0026447 | 0.27588 | 0.35613 | 0.39021 | 0.41121 | 0.42512 | 0.48557 | 0.52766 | 0.49305 | 0.19344 | 0 | 0 | 0 | 0 | 0 | 3.5609 | 1 | 3.5609 | 0.52766
DE | natural gas steam turbine | Winter | 0.0577 | 0.0577 | 0.0577 | 0.0577 | 0.0577 | 0.0577 | 0.0577 | 0.0577 | 0.0577 | 0.0577 | 0.0577 | 0.0577 | 0.0577 | 0.0577 | 0.0577 | 0.0577 | 0.0577 | 0.0577 | 0.0577 | 0.0577 | 0.0577 | 0.0577 | 0.0577 | 0.0577 | 1.3848 | 52 | 72.0096 | 0.0577
DE | natural gas steam turbine | Spring | 0.0577 | 0.0577 | 0.0577 | 0.0577 | 0.0577 | 0.0577 | 0.0577 | 0.0577 | 0.0577 | 0.0577 | 0.0577 | 0.0577 | 0.0577 | 0.0577 | 0.0577 | 0.0577 | 0.0577 | 0.0577 | 0.0577 | 0.0577 | 0.0577 | 0.0577 | 0.0577 | 0.0577 | 1.3848 | 68 | 94.1664 | 0.0577
DE | natural gas steam turbine | Summer | 0.0577 | 0.0577 | 0.0577 | 0.0577 | 0.0577 | 0.0577 | 0.0577 | 0.0577 | 0.0577 | 0.0577 | 0.0577 | 0.0577 | 0.0577 | 0.0577 | 0.0577 | 0.0577 | 0.0577 | 0.0577 | 0.0577 | 0.0577 | 0.0577 | 0.0577 | 0.0577 | 0.0577 | 1.3848 | 94 | 130.1712 | 0.0577
DE | natural gas steam turbine | Fall | 0.0577 | 0.0577 | 0.0577 | 0.0577 | 0.0577 | 0.0577 | 0.0577 | 0.0577 | 0.0577 | 0.0577 | 0.0577 | 0.0577 | 0.0577 | 0.0577 | 0.0577 | 0.0577 | 0.0577 | 0.0577 | 0.0577 | 0.0577 | 0.0577 | 0.0577 | 0.0577 | 0.0577 | 1.3848 | 120 | 166.176 | 0.0577
DE | natural gas steam turbine | Summer Peak | 0.0577 | 0.0577 | 0.0577 | 0.0577 | 0.0577 | 0.0577 | 0.0577 | 0.0577 | 0.0577 | 0.0577 | 0.0577 | 0.0577 | 0.0577 | 0.0577 | 0.0577 | 0.0577 | 0.0577 | 0.0577 | 0.0577 | 0.0577 | 0.0577 | 0.0577 | 0.0577 | 0.0577 | 1.3848 | 30 | 41.544 | 0.0577
DE | natural gas steam turbine | Winter Peak | 0.0577 | 0.0577 | 0.0577 | 0.0577 | 0.0577 | 0.0577 | 0.0577 | 0.0577 | 0.0577 | 0.0577 | 0.0577 | 0.0577 | 0.0577 | 0.0577 | 0.0577 | 0.0577 | 0.0577 | 0.0577 | 0.0577 | 0.0577 | 0.0577 | 0.0577 | 0.0577 | 0.0577 | 1.3848 | 1 | 1.3848 | 0.0577
FL | biomass ccs | Winter | 0.8 | 0.8 | 0.8 | 0.8 | 0.8 | 0.8 | 0.8 | 0.8 | 0.8 | 0.8 | 0.8 | 0.8 | 0.8 | 0.8 | 0.8 | 0.8 | 0.8 | 0.8 | 0.8 | 0.8 | 0.8 | 0.8 | 0.8 | 0.8 | 19.2 | 68 | 1305.6 | 0.8
FL | biomass ccs | Spring | 0.8 | 0.8 | 0.8 | 0.8 | 0.8 | 0.8 | 0.8 | 0.8 | 0.8 | 0.8 | 0.8 | 0.8 | 0.8 | 0.8 | 0.8 | 0.8 | 0.8 | 0.8 | 0.8 | 0.8 | 0.8 | 0.8 | 0.8 | 0.8 | 19.2 | 90 | 1728 | 0.8
FL | biomass ccs | Summer | 0.8 | 0.8 | 0.8 | 0.8 | 0.8 | 0.8 | 0.8 | 0.8 | 0.8 | 0.8 | 0.8 | 0.8 | 0.8 | 0.8 | 0.8 | 0.8 | 0.8 | 0.8 | 0.8 | 0.8 | 0.8 | 0.8 | 0.8 | 0.8 | 19.2 | 95 | 1824 | 0.8
FL | biomass ccs | Fall | 0.8 | 0.8 | 0.8 | 0.8 | 0.8 | 0.8 | 0.8 | 0.8 | 0.8 | 0.8 | 0.8 | 0.8 | 0.8 | 0.8 | 0.8 | 0.8 | 0.8 | 0.8 | 0.8 | 0.8 | 0.8 | 0.8 | 0.8 | 0.8 | 19.2 | 85 | 1632 | 0.8
FL | biomass ccs | Summer Peak | 0.8 | 0.8 | 0.8 | 0.8 | 0.8 | 0.8 | 0.8 | 0.8 | 0.8 | 0.8 | 0.8 | 0.8 | 0.8 | 0.8 | 0.8 | 0.8 | 0.8 | 0.8 | 0.8 | 0.8 | 0.8 | 0.8 | 0.8 | 0.8 | 19.2 | 8 | 153.6 | 0.8
FL | biomass ccs | Winter Peak | 0.8 | 0.8 | 0.8 | 0.8 | 0.8 | 0.8 | 0.8 | 0.8 | 0.8 | 0.8 | 0.8 | 0.8 | 0.8 | 0.8 | 0.8 | 0.8 | 0.8 | 0.8 | 0.8 | 0.8 | 0.8 | 0.8 | 0.8 | 0.8 | 19.2 | 19 | 364.8 | 0.8
FL | biomass | Winter | 0.29731 | 0.29731 | 0.29731 | 0.29731 | 0.29731 | 0.29731 | 0.29731 | 0.29713 | 0.29713 | 0.29713 | 0.29713 | 0.29713 | 0.29713 | 0.29713 | 0.29719 | 0.29731 | 0.29731 | 0.29731 | 0.29731 | 0.29731 | 0.29731 | 0.29731 | 0.29731 | 0.29731 | 7.1341 | 68 | 485.1191 | 0.29731
FL | biomass | Spring | 0.29731 | 0.29731 | 0.29731 | 0.29731 | 0.29731 | 0.29731 | 0.29731 | 0.29731 | 0.29731 | 0.29731 | 0.29731 | 0.29731 | 0.29731 | 0.29731 | 0.29731 | 0.29731 | 0.29731 | 0.29731 | 0.29731 | 0.29731 | 0.29731 | 0.29731 | 0.29731 | 0.29731 | 7.1355 | 90 | 642.1906 | 0.29731
FL | biomass | Summer | 0.29731 | 0.29731 | 0.29731 | 0.29731 | 0.29731 | 0.29731 | 0.29731 | 0.29731 | 0.29731 | 0.29731 | 0.29731 | 0.29731 | 0.29731 | 0.29731 | 0.29731 | 0.29731 | 0.29731 | 0.29731 | 0.29731 | 0.29731 | 0.29731 | 0.29731 | 0.29731 | 0.29731 | 7.1355 | 95 | 677.8678 | 0.29731
FL | biomass | Fall | 0.29731 | 0.29731 | 0.29731 | 0.29731 | 0.29731 | 0.29731 | 0.29731 | 0.29731 | 0.29731 | 0.29731 | 0.29731 | 0.29731 | 0.29731 | 0.29731 | 0.29731 | 0.29731 | 0.29731 | 0.29731 | 0.29731 | 0.29731 | 0.29731 | 0.29731 | 0.29731 | 0.29731 | 7.1355 | 85 | 606.5133 | 0.29731
FL | biomass | Summer Peak | 0.29731 | 0.29731 | 0.29731 | 0.29731 | 0.29731 | 0.29731 | 0.29731 | 0.29731 | 0.29731 | 0.29731 | 0.29731 | 0.29731 | 0.29731 | 0.29731 | 0.29731 | 0.29731 | 0.29731 | 0.29731 | 0.29731 | 0.29731 | 0.29731 | 0.29731 | 0.29731 | 0.29731 | 7.1355 | 8 | 57.0836 | 0.29731
FL | biomass | Winter Peak | 0.29731 | 0.29731 | 0.29731 | 0.29731 | 0.29731 | 0.29731 | 0.29731 | 0.29731 | 0.29731 | 0.29731 | 0.29731 | 0.29731 | 0.29731 | 0.29731 | 0.29731 | 0.29731 | 0.29731 | 0.29731 | 0.29731 | 0.29731 | 0.29731 | 0.29731 | 0.29731 | 0.29731 | 7.1355 | 19 | 135.5736 | 0.29731
FL | natural gas combined cycle ccs | Winter | 0.8 | 0.8 | 0.8 | 0.8 | 0.8 | 0.8 | 0.8 | 0.8 | 0.8 | 0.8 | 0.8 | 0.8 | 0.8 | 0.8 | 0.8 | 0.8 | 0.8 | 0.8 | 0.8 | 0.8 | 0.8 | 0.8 | 0.8 | 0.8 | 19.2 | 68 | 1305.6 | 0.8
FL | natural gas combined cycle ccs | Spring | 0.8 | 0.8 | 0.8 | 0.8 | 0.8 | 0.8 | 0.8 | 0.8 | 0.8 | 0.8 | 0.8 | 0.8 | 0.8 | 0.8 | 0.8 | 0.8 | 0.8 | 0.8 | 0.8 | 0.8 | 0.8 | 0.8 | 0.8 | 0.8 | 19.2 | 90 | 1728 | 0.8
FL | natural gas combined cycle ccs | Summer | 0.8 | 0.8 | 0.8 | 0.8 | 0.8 | 0.8 | 0.8 | 0.8 | 0.8 | 0.8 | 0.8 | 0.8 | 0.8 | 0.8 | 0.8 | 0.8 | 0.8 | 0.8 | 0.8 | 0.8 | 0.8 | 0.8 | 0.8 | 0.8 | 19.2 | 95 | 1824 | 0.8
FL | natural gas combined cycle ccs | Fall | 0.8 | 0.8 | 0.8 | 0.8 | 0.8 | 0.8 | 0.8 | 0.8 | 0.8 | 0.8 | 0.8 | 0.8 | 0.8 | 0.8 | 0.8 | 0.8 | 0.8 | 0.8 | 0.8 | 0.8 | 0.8 | 0.8 | 0.8 | 0.8 | 19.2 | 85 | 1632 | 0.8
FL | natural gas combined cycle ccs | Summer Peak | 0.8 | 0.8 | 0.8 | 0.8 | 0.8 | 0.8 | 0.8 | 0.8 | 0.8 | 0.8 | 0.8 | 0.8 | 0.8 | 0.8 | 0.8 | 0.8 | 0.8 | 0.8 | 0.8 | 0.8 | 0.8 | 0.8 | 0.8 | 0.8 | 19.2 | 8 | 153.6 | 0.8
FL | natural gas combined cycle ccs | Winter Peak | 0.8 | 0.8 | 0.8 | 0.8 | 0.8 | 0.8 | 0.8 | 0.8 | 0.8 | 0.8 | 0.8 | 0.8 | 0.8 | 0.8 | 0.8 | 0.8 | 0.8 | 0.8 | 0.8 | 0.8 | 0.8 | 0.8 | 0.8 | 0.8 | 19.2 | 19 | 364.8 | 0.8
FL | natural gas combined cycle | Winter | 0.39773 | 0.37477 | 0.37077 | 0.37738 | 0.41345 | 0.47492 | 0.4645 | 0.37869 | 0.33842 | 0.33689 | 0.34499 | 0.35568 | 0.36921 | 0.37688 | 0.38856 | 0.41224 | 0.50419 | 0.64023 | 0.68578 | 0.68732 | 0.66388 | 0.60163 | 0.53427 | 0.45749 | 10.9499 | 68 | 744.5924 | 0.68732
FL | natural gas combined cycle | Spring | 0.45361 | 0.42915 | 0.41993 | 0.42548 | 0.45727 | 0.5144 | 0.51188 | 0.44302 | 0.39296 | 0.40442 | 0.42626 | 0.45117 | 0.47138 | 0.4847 | 0.50158 | 0.5307 | 0.62121 | 0.71014 | 0.73266 | 0.73277 | 0.70219 | 0.65117 | 0.57854 | 0.50167 | 12.5483 | 90 | 1129.3444 | 0.73277
FL | natural gas combined cycle | Summer | 0.51931 | 0.49125 | 0.47948 | 0.48011 | 0.50658 | 0.54624 | 0.5347 | 0.50199 | 0.48544 | 0.50393 | 0.53026 | 0.55989 | 0.58256 | 0.59934 | 0.62242 | 0.65701 | 0.71868 | 0.78337 | 0.79706 | 0.79415 | 0.77088 | 0.7241 | 0.64397 | 0.56907 | 14.4018 | 95 | 1368.1696 | 0.79706
FL | natural gas combined cycle | Fall | 0.66826 | 0.63633 | 0.61731 | 0.61867 | 0.64934 | 0.68102 | 0.6373 | 0.59768 | 0.61259 | 0.65706 | 0.70685 | 0.76737 | 0.81289 | 0.84203 | 0.87214 | 0.90313 | 0.9413 | 0.97855 | 0.98767 | 0.98967 | 0.96748 | 0.90168 | 0.79689 | 0.71809 | 18.5613 | 85 | 1577.7099 | 0.98967
FL | natural gas combined cycle | Summer Peak | 0.71573 | 0.66866 | 0.64109 | 0.64126 | 0.65795 | 0.67949 | 0.63751 | 0.64982 | 0.70708 | 0.74746 | 0.76583 | 0.81756 | 0.87465 | 0.94169 | 0.98367 | 1 | 1 | 1 | 1 | 1 | 1 | 0.97849 | 0.81028 | 0.74534 | 19.6636 | 8 | 157.3086 | 1
FL | natural gas combined cycle | Winter Peak | 0.36531 | 0.35439 | 0.35568 | 0.36552 | 0.40211 | 0.47977 | 0.52325 | 0.50994 | 0.36567 | 0.32016 | 0.31405 | 0.31459 | 0.31334 | 0.3097 | 0.30885 | 0.32735 | 0.48548 | 0.59199 | 0.59943 | 0.59589 | 0.57322 | 0.52962 | 0.4846 | 0.40932 | 10.1992 | 19 | 193.7856 | 0.59943
FL | crude oil | Winter | 0.0761 | 0.0761 | 0.0761 | 0.0761 | 0.0761 | 0.0761 | 0.0761 | 0.0761 | 0.0761 | 0.0761 | 0.0761 | 0.0761 | 0.0761 | 0.0761 | 0.0761 | 0.0761 | 0.0761 | 0.0761 | 0.0761 | 0.0761 | 0.0761 | 0.0761 | 0.0761 | 0.0761 | 1.8264 | 68 | 124.1952 | 0.0761
FL | crude oil | Spring | 0.0761 | 0.0761 | 0.0761 | 0.0761 | 0.0761 | 0.0761 | 0.0761 | 0.0761 | 0.0761 | 0.0761 | 0.0761 | 0.0761 | 0.0761 | 0.0761 | 0.0761 | 0.0761 | 0.0761 | 0.0761 | 0.0761 | 0.0761 | 0.0761 | 0.0761 | 0.0761 | 0.0761 | 1.8264 | 90 | 164.376 | 0.0761
FL | crude oil | Summer | 0.0761 | 0.0761 | 0.0761 | 0.0761 | 0.0761 | 0.0761 | 0.0761 | 0.0761 | 0.0761 | 0.0761 | 0.0761 | 0.0761 | 0.0761 | 0.0761 | 0.0761 | 0.0761 | 0.0761 | 0.0761 | 0.0761 | 0.0761 | 0.0761 | 0.0761 | 0.0761 | 0.0761 | 1.8264 | 95 | 173.508 | 0.0761
FL | crude oil | Fall | 0.0761 | 0.0761 | 0.0761 | 0.0761 | 0.0761 | 0.0761 | 0.0761 | 0.0761 | 0.0761 | 0.0761 | 0.0761 | 0.0761 | 0.0761 | 0.0761 | 0.0761 | 0.0761 | 0.0761 | 0.0761 | 0.0761 | 0.0761 | 0.0761 | 0.0761 | 0.0761 | 0.0761 | 1.8264 | 85 | 155.244 | 0.0761
FL | crude oil | Summer Peak | 0.0761 | 0.0761 | 0.0761 | 0.0761 | 0.0761 | 0.0761 | 0.0761 | 0.0761 | 0.0761 | 0.0761 | 0.0761 | 0.0761 | 0.0761 | 0.0761 | 0.0761 | 0.0761 | 0.0761 | 0.0761 | 0.0761 | 0.0761 | 0.0761 | 0.0761 | 0.0761 | 0.0761 | 1.8264 | 8 | 14.6112 | 0.0761
FL | crude oil | Winter Peak | 0.0761 | 0.0761 | 0.0761 | 0.0761 | 0.0761 | 0.0761 | 0.0761 | 0.0761 | 0.0761 | 0.0761 | 0.0761 | 0.0761 | 0.0761 | 0.0761 | 0.0761 | 0.0761 | 0.0761 | 0.0761 | 0.0761 | 0.0761 | 0.0761 | 0.0761 | 0.0761 | 0.0761 | 1.8264 | 19 | 34.7016 | 0.0761
FL | geothermal | Winter | 0.6595 | 0.6595 | 0.6595 | 0.6595 | 0.6595 | 0.6595 | 0.6595 | 0.6595 | 0.6595 | 0.6595 | 0.6595 | 0.6595 | 0.6595 | 0.6595 | 0.6595 | 0.6595 | 0.6595 | 0.6595 | 0.6595 | 0.6595 | 0.6595 | 0.6595 | 0.6595 | 0.6595 | 15.828 | 68 | 1076.304 | 0.6595
FL | geothermal | Spring | 0.6595 | 0.6595 | 0.6595 | 0.6595 | 0.6595 | 0.6595 | 0.6595 | 0.6595 | 0.6595 | 0.6595 | 0.6595 | 0.6595 | 0.6595 | 0.6595 | 0.6595 | 0.6595 | 0.6595 | 0.6595 | 0.6595 | 0.6595 | 0.6595 | 0.6595 | 0.6595 | 0.6595 | 15.828 | 90 | 1424.52 | 0.6595
FL | geothermal | Summer | 0.6595 | 0.6595 | 0.6595 | 0.6595 | 0.6595 | 0.6595 | 0.6595 | 0.6595 | 0.6595 | 0.6595 | 0.6595 | 0.6595 | 0.6595 | 0.6595 | 0.6595 | 0.6595 | 0.6595 | 0.6595 | 0.6595 | 0.6595 | 0.6595 | 0.6595 | 0.6595 | 0.6595 | 15.828 | 95 | 1503.66 | 0.6595
FL | geothermal | Fall | 0.6595 | 0.6595 | 0.6595 | 0.6595 | 0.6595 | 0.6595 | 0.6595 | 0.6595 | 0.6595 | 0.6595 | 0.6595 | 0.6595 | 0.6595 | 0.6595 | 0.6595 | 0.6595 | 0.6595 | 0.6595 | 0.6595 | 0.6595 | 0.6595 | 0.6595 | 0.6595 | 0.6595 | 15.828 | 85 | 1345.38 | 0.6595
FL | geothermal | Summer Peak | 0.6595 | 0.6595 | 0.6595 | 0.6595 | 0.6595 | 0.6595 | 0.6595 | 0.6595 | 0.6595 | 0.6595 | 0.6595 | 0.6595 | 0.6595 | 0.6595 | 0.6595 | 0.6595 | 0.6595 | 0.6595 | 0.6595 | 0.6595 | 0.6595 | 0.6595 | 0.6595 | 0.6595 | 15.828 | 8 | 126.624 | 0.6595
FL | geothermal | Winter Peak | 0.6595 | 0.6595 | 0.6595 | 0.6595 | 0.6595 | 0.6595 | 0.6595 | 0.6595 | 0.6595 | 0.6595 | 0.6595 | 0.6595 | 0.6595 | 0.6595 | 0.6595 | 0.6595 | 0.6595 | 0.6595 | 0.6595 | 0.6595 | 0.6595 | 0.6595 | 0.6595 | 0.6595 | 15.828 | 19 | 300.732 | 0.6595
FL | hard coal ccs | Winter | 0.8 | 0.8 | 0.8 | 0.8 | 0.8 | 0.8 | 0.8 | 0.8 | 0.8 | 0.8 | 0.8 | 0.8 | 0.8 | 0.8 | 0.8 | 0.8 | 0.8 | 0.8 | 0.8 | 0.8 | 0.8 | 0.8 | 0.8 | 0.8 | 19.2 | 68 | 1305.6 | 0.8
FL | hard coal ccs | Spring | 0.8 | 0.8 | 0.8 | 0.8 | 0.8 | 0.8 | 0.8 | 0.8 | 0.8 | 0.8 | 0.8 | 0.8 | 0.8 | 0.8 | 0.8 | 0.8 | 0.8 | 0.8 | 0.8 | 0.8 | 0.8 | 0.8 | 0.8 | 0.8 | 19.2 | 90 | 1728 | 0.8
FL | hard coal ccs | Summer | 0.8 | 0.8 | 0.8 | 0.8 | 0.8 | 0.8 | 0.8 | 0.8 | 0.8 | 0.8 | 0.8 | 0.8 | 0.8 | 0.8 | 0.8 | 0.8 | 0.8 | 0.8 | 0.8 | 0.8 | 0.8 | 0.8 | 0.8 | 0.8 | 19.2 | 95 | 1824 | 0.8
FL | hard coal ccs | Fall | 0.8 | 0.8 | 0.8 | 0.8 | 0.8 | 0.8 | 0.8 | 0.8 | 0.8 | 0.8 | 0.8 | 0.8 | 0.8 | 0.8 | 0.8 | 0.8 | 0.8 | 0.8 | 0.8 | 0.8 | 0.8 | 0.8 | 0.8 | 0.8 | 19.2 | 85 | 1632 | 0.8
FL | hard coal ccs | Summer Peak | 0.8 | 0.8 | 0.8 | 0.8 | 0.8 | 0.8 | 0.8 | 0.8 | 0.8 | 0.8 | 0.8 | 0.8 | 0.8 | 0.8 | 0.8 | 0.8 | 0.8 | 0.8 | 0.8 | 0.8 | 0.8 | 0.8 | 0.8 | 0.8 | 19.2 | 8 | 153.6 | 0.8
FL | hard coal ccs | Winter Peak | 0.8 | 0.8 | 0.8 | 0.8 | 0.8 | 0.8 | 0.8 | 0.8 | 0.8 | 0.8 | 0.8 | 0.8 | 0.8 | 0.8 | 0.8 | 0.8 | 0.8 | 0.8 | 0.8 | 0.8 | 0.8 | 0.8 | 0.8 | 0.8 | 19.2 | 19 | 364.8 | 0.8
FL | hard coal | Winter | 0.16042 | 0.15853 | 0.15878 | 0.16195 | 0.17641 | 0.21399 | 0.23321 | 0.19392 | 0.15236 | 0.15256 | 0.1527 | 0.15277 | 0.15277 | 0.1527 | 0.15383 | 0.15612 | 0.20776 | 0.36011 | 0.3756 | 0.37492 | 0.36177 | 0.31905 | 0.23779 | 0.19408 | 5.1141 | 68 | 347.7573 | 0.3756
FL | hard coal | Spring | 0.19677 | 0.19613 | 0.19675 | 0.19764 | 0.20504 | 0.23866 | 0.27681 | 0.23286 | 0.19086 | 0.18928 | 0.19272 | 0.20092 | 0.20731 | 0.21253 | 0.21965 | 0.22789 | 0.30199 | 0.43052 | 0.45261 | 0.45402 | 0.4336 | 0.34419 | 0.25171 | 0.20245 | 6.2529 | 90 | 562.7615 | 0.45402
FL | hard coal | Summer | 0.21877 | 0.21786 | 0.21802 | 0.21951 | 0.22507 | 0.24578 | 0.28678 | 0.26096 | 0.22322 | 0.21889 | 0.2284 | 0.23824 | 0.25441 | 0.27061 | 0.28213 | 0.30298 | 0.39491 | 0.46755 | 0.49204 | 0.49534 | 0.47132 | 0.38605 | 0.2828 | 0.23414 | 7.1358 | 95 | 677.8982 | 0.49534
FL | hard coal | Fall | 0.24241 | 0.24241 | 0.24241 | 0.24241 | 0.24241 | 0.24354 | 0.2438 | 0.24411 | 0.24235 | 0.24434 | 0.27105 | 0.30838 | 0.35726 | 0.39419 | 0.42249 | 0.44747 | 0.49037 | 0.52889 | 0.56498 | 0.5731 | 0.53008 | 0.44297 | 0.32674 | 0.25497 | 8.3431 | 85 | 709.166 | 0.5731
FL | hard coal | Summer Peak | 0.27924 | 0.27924 | 0.27924 | 0.27924 | 0.27924 | 0.27924 | 0.27865 | 0.27924 | 0.29422 | 0.29632 | 0.31111 | 0.33985 | 0.39729 | 0.45245 | 0.50312 | 0.53804 | 0.54861 | 0.56902 | 0.60296 | 0.63163 | 0.56786 | 0.47093 | 0.31621 | 0.27775 | 9.3507 | 8 | 74.8058 | 0.63163
FL | hard coal | Winter Peak | 0.25573 | 0.25514 | 0.25514 | 0.26706 | 0.28831 | 0.34456 | 0.437 | 0.40556 | 0.25072 | 0.22607 | 0.22871 | 0.23062 | 0.23062 | 0.23037 | 0.22582 | 0.22871 | 0.35729 | 0.5496 | 0.54952 | 0.54505 | 0.5296 | 0.46502 | 0.33523 | 0.27526 | 7.9667 | 19 | 151.3672 | 0.5496
FL | heavy or residual fuel oil | Winter | 0 | 0 | 0 | 0 | 0 | 0 | 0 | 0 | 0 | 0 | 0 | 0 | 0 | 0 | 0 | 0 | 0 | 0 | 0 | 0 | 0 | 0 | 0 | 0 | 0 | 68 | 0 | 0
FL | heavy or residual fuel oil | Spring | 0 | 0 | 0 | 0 | 0 | 0 | 0 | 0 | 0 | 0 | 0 | 0 | 0 | 0 | 0 | 0 | 0 | 0 | 0 | 0 | 0 | 0 | 0 | 0 | 0 | 90 | 0 | 0
FL | heavy or residual fuel oil | Summer | 0 | 0 | 0 | 0 | 0 | 0 | 0 | 0 | 0 | 0 | 0 | 0 | 0 | 0 | 0 | 0 | 0 | 0 | 0 | 0 | 0 | 0 | 0 | 0 | 0 | 95 | 0 | 0
FL | heavy or residual fuel oil | Fall | 0 | 0 | 0 | 0 | 0 | 0 | 0 | 0 | 0 | 0 | 0 | 0 | 0 | 0 | 0 | 0 | 0 | 0 | 0 | 0 | 0 | 0 | 0 | 0 | 0 | 85 | 0 | 0
FL | heavy or residual fuel oil | Summer Peak | 0 | 0 | 0 | 0 | 0 | 0 | 0 | 0 | 0 | 0 | 0 | 0 | 0 | 0 | 0 | 0 | 0 | 0 | 0 | 0 | 0 | 0 | 0 | 0 | 0 | 8 | 0 | 0
FL | heavy or residual fuel oil | Winter Peak | 0 | 0 | 0 | 0 | 0 | 0 | 0 | 0 | 0 | 0 | 0 | 0 | 0 | 0 | 0 | 0 | 0 | 0 | 0 | 0 | 0 | 0 | 0 | 0 | 0 | 19 | 0 | 0
FL | hydro | Winter | 0.44039 | 0.40745 | 0.40745 | 0.40802 | 0.5057 | 0.67806 | 0.64405 | 0.43715 | 0.34306 | 0.32616 | 0.34607 | 0.3779 | 0.3702 | 0.41924 | 0.4583 | 0.49656 | 0.7175 | 0.99161 | 0.99865 | 0.99865 | 0.97759 | 0.92433 | 0.81074 | 0.59405 | 14.0789 | 68 | 957.3633 | 0.99865
FL | hydro | Spring | 0.35897 | 0.35173 | 0.35173 | 0.3656 | 0.40979 | 0.49222 | 0.56532 | 0.43851 | 0.33856 | 0.32931 | 0.31805 | 0.34668 | 0.39264 | 0.40311 | 0.44455 | 0.54607 | 0.75717 | 0.97002 | 0.99356 | 0.9932 | 0.98048 | 0.81434 | 0.62411 | 0.4292 | 13.0149 | 90 | 1171.3443 | 0.99356
FL | hydro | Summer | 0.3361 | 0.31933 | 0.3248 | 0.32646 | 0.37482 | 0.43929 | 0.49708 | 0.46223 | 0.35755 | 0.31929 | 0.31929 | 0.36002 | 0.38131 | 0.43534 | 0.4982 | 0.6078 | 0.81308 | 0.92843 | 0.98629 | 0.98988 | 0.9587 | 0.81374 | 0.60957 | 0.41287 | 12.8714 | 95 | 1222.7861 | 0.98988
FL | hydro | Fall | 0.2607 | 0.2607 | 0.2607 | 0.2607 | 0.2607 | 0.27896 | 0.26963 | 0.26344 | 0.2607 | 0.26866 | 0.27759 | 0.31099 | 0.36486 | 0.43352 | 0.51998 | 0.63624 | 0.77624 | 0.90447 | 0.96884 | 0.96129 | 0.89966 | 0.62645 | 0.37998 | 0.26861 | 10.9736 | 85 | 932.759 | 0.96884
FL | hydro | Summer Peak | 0.26085 | 0.26085 | 0.26085 | 0.26085 | 0.26085 | 0.26085 | 0.26085 | 0.26085 | 0.26085 | 0.26085 | 0.26085 | 0.26085 | 0.35355 | 0.53895 | 0.72435 | 0.72435 | 0.7327 | 0.94209 | 1 | 1 | 1 | 0.69013 | 0.26085 | 0.26085 | 11.3581 | 8 | 90.8645 | 1
FL | hydro | Winter Peak | 0.44943 | 0.44807 | 0.44897 | 0.48438 | 0.55518 | 0.76259 | 0.80298 | 0.83657 | 0.48335 | 0.41618 | 0.41357 | 0.41357 | 0.37817 | 0.37817 | 0.37409 | 0.3851 | 0.81229 | 1 | 1 | 1 | 1 | 0.98441 | 0.69678 | 0.56051 | 15.0844 | 19 | 286.6028 | 1
FL | hydrogen combined cycle | Winter | 0.26787 | 0.25696 | 0.25589 | 0.26031 | 0.28261 | 0.33287 | 0.367 | 0.33478 | 0.25868 | 0.24306 | 0.24227 | 0.24353 | 0.24528 | 0.24127 | 0.24404 | 0.26376 | 0.36303 | 0.44097 | 0.45005 | 0.447 | 0.42575 | 0.39265 | 0.35647 | 0.30349 | 7.5196 | 68 | 511.3321 | 0.45005
FL | hydrogen combined cycle | Spring | 0.37429 | 0.34795 | 0.33922 | 0.34317 | 0.37006 | 0.40982 | 0.37524 | 0.32331 | 0.32203 | 0.3385 | 0.35845 | 0.37693 | 0.39497 | 0.41025 | 0.43084 | 0.45981 | 0.50489 | 0.58839 | 0.62609 | 0.62767 | 0.61417 | 0.56115 | 0.48418 | 0.42266 | 10.404 | 90 | 936.3637 | 0.62767
FL | hydrogen combined cycle | Summer | 0.5612 | 0.53527 | 0.51711 | 0.51521 | 0.53116 | 0.54168 | 0.49622 | 0.48879 | 0.51636 | 0.55327 | 0.58879 | 0.64028 | 0.68424 | 0.71993 | 0.74719 | 0.7632 | 0.777 | 0.79391 | 0.80279 | 0.806 | 0.79767 | 0.76624 | 0.67072 | 0.59623 | 15.4105 | 95 | 1463.993 | 0.806
FL | hydrogen combined cycle | Fall | 0.42649 | 0.40064 | 0.39078 | 0.39545 | 0.42838 | 0.47338 | 0.45775 | 0.37499 | 0.3688 | 0.40054 | 0.43646 | 0.47095 | 0.49413 | 0.50708 | 0.52501 | 0.5569 | 0.61352 | 0.66806 | 0.67022 | 0.668 | 0.63057 | 0.56747 | 0.51233 | 0.46843 | 11.9063 | 85 | 1012.0376 | 0.67022
FL | hydrogen combined cycle | Summer Peak | 0.58291 | 0.57711 | 0.57711 | 0.56439 | 0.57711 | 0.60485 | 0.53722 | 0.53111 | 0.55226 | 0.60485 | 0.6217 | 0.75561 | 0.78455 | 0.79234 | 0.81213 | 0.81213 | 0.81823 | 0.82194 | 0.83366 | 0.83366 | 0.82864 | 0.80942 | 0.75648 | 0.61704 | 16.6064 | 8 | 132.8515 | 0.83366
FL | hydrogen combined cycle | Winter Peak | 0.4374 | 0.4374 | 0.4374 | 0.4374 | 0.47155 | 0.47155 | 0.52977 | 0.47889 | 0.41195 | 0.25934 | 0.23781 | 0.23781 | 0.23781 | 0.23781 | 0.23781 | 0.23781 | 0.28323 | 0.44437 | 0.45506 | 0.4559 | 0.40938 | 0.40938 | 0.36653 | 0.34249 | 8.9658 | 19 | 170.3507 | 0.52977
FL | hydrogen ct | Winter | 0 | 0 | 0 | 0 | 0 | 0 | 0.0034826 | 0 | 0 | 0 | 0 | 0 | 0 | 0 | 0 | 0 | 0 | 0.034118 | 0.29666 | 0.23081 | 0.0069652 | 0 | 0 | 0 | 0.57203 | 68 | 38.8979 | 0.29666
FL | hydrogen ct | Spring | 0 | 0 | 0 | 0 | 0 | 0 | 0.044505 | 0.0026313 | 0 | 0 | 0 | 0 | 0.0083878 | 0.016019 | 0.032038 | 0.033202 | 0.058 | 0.18185 | 0.47766 | 0.29648 | 0.063572 | 0.0078939 | 0 | 0 | 1.2222 | 90 | 110.0017 | 0.47766
FL | hydrogen ct | Summer | 0 | 0 | 0 | 0 | 0 | 0 | 0 | 0 | 0 | 0 | 0 | 0 | 0.01119 | 0.042767 | 0.07433 | 0.10541 | 0.17339 | 0.35449 | 0.64873 | 0.4153 | 0.15376 | 0.062671 | 0 | 0 | 2.042 | 95 | 193.9941 | 0.64873
FL | hydrogen ct | Fall | 0 | 0 | 0 | 0 | 0 | 0 | 0 | 0 | 0 | 0 | 0 | 0 | 0.0097204 | 0.086002 | 0.20214 | 0.27703 | 0.38844 | 0.71432 | 0.9381 | 0.63279 | 0.19893 | 0.027639 | 0 | 0 | 3.4751 | 85 | 295.3854 | 0.9381
FL | hydrogen ct | Summer Peak | 0 | 0 | 0 | 0 | 0 | 0 | 0 | 0 | 0 | 0 | 0 | 0 | 0 | 0 | 0.073677 | 0.27679 | 0.31394 | 0.40897 | 0.40897 | 0.37937 | 0.15665 | 0.029602 | 0 | 0 | 2.048 | 8 | 16.3837 | 0.40897
FL | hydrogen ct | Winter Peak | 0 | 0 | 0 | 0 | 0 | 0.012464 | 0.21932 | 0.12878 | 0 | 0 | 0 | 0 | 0 | 0 | 0 | 0 | 0 | 0.052473 | 0.20574 | 0.074167 | 0 | 0 | 0 | 0 | 0.69294 | 19 | 13.1658 | 0.21932
FL | lignite ccs | Winter | 0.8 | 0.8 | 0.8 | 0.8 | 0.8 | 0.8 | 0.8 | 0.8 | 0.8 | 0.8 | 0.8 | 0.8 | 0.8 | 0.8 | 0.8 | 0.8 | 0.8 | 0.8 | 0.8 | 0.8 | 0.8 | 0.8 | 0.8 | 0.8 | 19.2 | 68 | 1305.6 | 0.8
FL | lignite ccs | Spring | 0.8 | 0.8 | 0.8 | 0.8 | 0.8 | 0.8 | 0.8 | 0.8 | 0.8 | 0.8 | 0.8 | 0.8 | 0.8 | 0.8 | 0.8 | 0.8 | 0.8 | 0.8 | 0.8 | 0.8 | 0.8 | 0.8 | 0.8 | 0.8 | 19.2 | 90 | 1728 | 0.8
FL | lignite ccs | Summer | 0.8 | 0.8 | 0.8 | 0.8 | 0.8 | 0.8 | 0.8 | 0.8 | 0.8 | 0.8 | 0.8 | 0.8 | 0.8 | 0.8 | 0.8 | 0.8 | 0.8 | 0.8 | 0.8 | 0.8 | 0.8 | 0.8 | 0.8 | 0.8 | 19.2 | 95 | 1824 | 0.8
FL | lignite ccs | Fall | 0.8 | 0.8 | 0.8 | 0.8 | 0.8 | 0.8 | 0.8 | 0.8 | 0.8 | 0.8 | 0.8 | 0.8 | 0.8 | 0.8 | 0.8 | 0.8 | 0.8 | 0.8 | 0.8 | 0.8 | 0.8 | 0.8 | 0.8 | 0.8 | 19.2 | 85 | 1632 | 0.8
FL | lignite ccs | Summer Peak | 0.8 | 0.8 | 0.8 | 0.8 | 0.8 | 0.8 | 0.8 | 0.8 | 0.8 | 0.8 | 0.8 | 0.8 | 0.8 | 0.8 | 0.8 | 0.8 | 0.8 | 0.8 | 0.8 | 0.8 | 0.8 | 0.8 | 0.8 | 0.8 | 19.2 | 8 | 153.6 | 0.8
FL | lignite ccs | Winter Peak | 0.8 | 0.8 | 0.8 | 0.8 | 0.8 | 0.8 | 0.8 | 0.8 | 0.8 | 0.8 | 0.8 | 0.8 | 0.8 | 0.8 | 0.8 | 0.8 | 0.8 | 0.8 | 0.8 | 0.8 | 0.8 | 0.8 | 0.8 | 0.8 | 19.2 | 19 | 364.8 | 0.8
FL | lignite | Winter | 0.638 | 0.638 | 0.638 | 0.638 | 0.638 | 0.638 | 0.638 | 0.638 | 0.638 | 0.638 | 0.638 | 0.638 | 0.638 | 0.638 | 0.638 | 0.638 | 0.638 | 0.638 | 0.638 | 0.638 | 0.638 | 0.638 | 0.638 | 0.638 | 15.312 | 68 | 1041.216 | 0.638
FL | lignite | Spring | 0.638 | 0.638 | 0.638 | 0.638 | 0.638 | 0.638 | 0.638 | 0.638 | 0.638 | 0.638 | 0.638 | 0.638 | 0.638 | 0.638 | 0.638 | 0.638 | 0.638 | 0.638 | 0.638 | 0.638 | 0.638 | 0.638 | 0.638 | 0.638 | 15.312 | 90 | 1378.08 | 0.638
FL | lignite | Summer | 0.638 | 0.638 | 0.638 | 0.638 | 0.638 | 0.638 | 0.638 | 0.638 | 0.638 | 0.638 | 0.638 | 0.638 | 0.638 | 0.638 | 0.638 | 0.638 | 0.638 | 0.638 | 0.638 | 0.638 | 0.638 | 0.638 | 0.638 | 0.638 | 15.312 | 95 | 1454.64 | 0.638
FL | lignite | Fall | 0.638 | 0.638 | 0.638 | 0.638 | 0.638 | 0.638 | 0.638 | 0.638 | 0.638 | 0.638 | 0.638 | 0.638 | 0.638 | 0.638 | 0.638 | 0.638 | 0.638 | 0.638 | 0.638 | 0.638 | 0.638 | 0.638 | 0.638 | 0.638 | 15.312 | 85 | 1301.52 | 0.638
FL | lignite | Summer Peak | 0.638 | 0.638 | 0.638 | 0.638 | 0.638 | 0.638 | 0.638 | 0.638 | 0.638 | 0.638 | 0.638 | 0.638 | 0.638 | 0.638 | 0.638 | 0.638 | 0.638 | 0.638 | 0.638 | 0.638 | 0.638 | 0.638 | 0.638 | 0.638 | 15.312 | 8 | 122.496 | 0.638
FL | lignite | Winter Peak | 0.638 | 0.638 | 0.638 | 0.638 | 0.638 | 0.638 | 0.638 | 0.638 | 0.638 | 0.638 | 0.638 | 0.638 | 0.638 | 0.638 | 0.638 | 0.638 | 0.638 | 0.638 | 0.638 | 0.638 | 0.638 | 0.638 | 0.638 | 0.638 | 15.312 | 19 | 290.928 | 0.638
FL | municipal solid waste | Winter | 0.71142 | 0.71142 | 0.71142 | 0.71142 | 0.71142 | 0.71142 | 0.71142 | 0.71142 | 0.71142 | 0.71142 | 0.71142 | 0.71142 | 0.71142 | 0.71142 | 0.71142 | 0.71142 | 0.71142 | 0.71142 | 0.71142 | 0.71142 | 0.71142 | 0.71142 | 0.71142 | 0.71142 | 17.0742 | 68 | 1161.0447 | 0.71142
FL | municipal solid waste | Spring | 0.71142 | 0.71142 | 0.71142 | 0.71142 | 0.71142 | 0.71142 | 0.71142 | 0.71111 | 0.71111 | 0.71111 | 0.71111 | 0.71111 | 0.71111 | 0.71111 | 0.71122 | 0.71142 | 0.71142 | 0.71142 | 0.71142 | 0.71142 | 0.71142 | 0.71142 | 0.71142 | 0.71142 | 17.0718 | 90 | 1536.4626 | 0.71142
FL | municipal solid waste | Summer | 0.71142 | 0.71142 | 0.71142 | 0.71142 | 0.71142 | 0.71142 | 0.71142 | 0.71142 | 0.71142 | 0.71142 | 0.71142 | 0.71142 | 0.71142 | 0.71142 | 0.71142 | 0.71142 | 0.71142 | 0.71142 | 0.71142 | 0.71142 | 0.71142 | 0.71142 | 0.71142 | 0.71142 | 17.0742 | 95 | 1622.0478 | 0.71142
FL | municipal solid waste | Fall | 0.71142 | 0.71142 | 0.71142 | 0.71142 | 0.71142 | 0.71142 | 0.71142 | 0.71142 | 0.71142 | 0.71142 | 0.71142 | 0.71142 | 0.71142 | 0.71142 | 0.71142 | 0.71142 | 0.71142 | 0.71142 | 0.71142 | 0.71142 | 0.71142 | 0.71142 | 0.71142 | 0.71142 | 17.0742 | 85 | 1451.3059 | 0.71142
FL | municipal solid waste | Summer Peak | 0.71142 | 0.71142 | 0.71142 | 0.71142 | 0.71142 | 0.71142 | 0.71142 | 0.71142 | 0.71142 | 0.71142 | 0.71142 | 0.71142 | 0.71142 | 0.71142 | 0.71142 | 0.71142 | 0.71142 | 0.71142 | 0.71142 | 0.71142 | 0.71142 | 0.71142 | 0.71142 | 0.71142 | 17.0742 | 8 | 136.5935 | 0.71142
FL | municipal solid waste | Winter Peak | 0.71142 | 0.71142 | 0.71142 | 0.71142 | 0.71142 | 0.71142 | 0.71142 | 0.71142 | 0.71142 | 0.71142 | 0.71142 | 0.71142 | 0.71142 | 0.71142 | 0.71142 | 0.71142 | 0.71142 | 0.71142 | 0.71142 | 0.71142 | 0.71142 | 0.71142 | 0.71142 | 0.71142 | 17.0742 | 19 | 324.4096 | 0.71142
FL | natural gas peaker | Winter | 0 | 0 | 0 | 0 | 0 | 0 | 0.0034826 | 0 | 0 | 0 | 0 | 0 | 0 | 0 | 0 | 0 | 0 | 0.034118 | 0.29666 | 0.23081 | 0.0069652 | 0 | 0 | 0 | 0.57203 | 68 | 38.8979 | 0.29666
FL | natural gas peaker | Spring | 0 | 0 | 0 | 0 | 0 | 0 | 0.044505 | 0.0026313 | 0 | 0 | 0 | 0 | 0.0083878 | 0.016019 | 0.032038 | 0.033202 | 0.058 | 0.18185 | 0.47766 | 0.29648 | 0.063572 | 0.0078939 | 0 | 0 | 1.2222 | 90 | 110.0017 | 0.47766
FL | natural gas peaker | Summer | 0 | 0 | 0 | 0 | 0 | 0 | 0 | 0 | 0 | 0 | 0 | 0 | 0.01119 | 0.042767 | 0.07433 | 0.10541 | 0.17339 | 0.35449 | 0.64873 | 0.4153 | 0.15376 | 0.062671 | 0 | 0 | 2.042 | 95 | 193.9941 | 0.64873
FL | natural gas peaker | Fall | 0 | 0 | 0 | 0 | 0 | 0 | 0 | 0 | 0 | 0 | 0 | 0 | 0.0097204 | 0.086002 | 0.20214 | 0.27703 | 0.38844 | 0.71432 | 0.9381 | 0.63279 | 0.19893 | 0.027639 | 0 | 0 | 3.4751 | 85 | 295.3854 | 0.9381
FL | natural gas peaker | Summer Peak | 0 | 0 | 0 | 0 | 0 | 0 | 0 | 0 | 0 | 0 | 0 | 0 | 0 | 0 | 0.073677 | 0.27679 | 0.31394 | 0.40897 | 0.40897 | 0.37937 | 0.15665 | 0.029602 | 0 | 0 | 2.048 | 8 | 16.3837 | 0.40897
FL | natural gas peaker | Winter Peak | 0 | 0 | 0 | 0 | 0 | 0.012464 | 0.21932 | 0.12878 | 0 | 0 | 0 | 0 | 0 | 0 | 0 | 0 | 0 | 0.052473 | 0.20574 | 0.074167 | 0 | 0 | 0 | 0 | 0.69294 | 19 | 13.1658 | 0.21932
FL | nuclear | Winter | 0.93252 | 0.93252 | 0.93252 | 0.93252 | 0.93252 | 0.93252 | 0.93252 | 0.91566 | 0.90673 | 0.91605 | 0.91813 | 0.92336 | 0.92819 | 0.92431 | 0.92138 | 0.92774 | 0.93252 | 0.93252 | 0.93252 | 0.93252 | 0.93252 | 0.93252 | 0.93252 | 0.93252 | 22.2694 | 68 | 1514.32 | 0.93252
FL | nuclear | Spring | 0.93252 | 0.93252 | 0.93252 | 0.93252 | 0.93252 | 0.93252 | 0.92631 | 0.90755 | 0.91942 | 0.92761 | 0.93252 | 0.93252 | 0.93248 | 0.93076 | 0.92953 | 0.92954 | 0.93252 | 0.93252 | 0.93252 | 0.93252 | 0.93252 | 0.93252 | 0.93252 | 0.93252 | 22.3236 | 90 | 2009.1218 | 0.93252
FL | nuclear | Summer | 0.93252 | 0.93252 | 0.93252 | 0.93252 | 0.93252 | 0.93252 | 0.92663 | 0.92302 | 0.93252 | 0.93252 | 0.93252 | 0.93252 | 0.93252 | 0.93252 | 0.93252 | 0.93252 | 0.93252 | 0.93252 | 0.93252 | 0.93252 | 0.93252 | 0.93252 | 0.93252 | 0.93252 | 22.3652 | 95 | 2124.6927 | 0.93252
FL | nuclear | Fall | 0.93252 | 0.93252 | 0.93252 | 0.93252 | 0.93252 | 0.93252 | 0.92923 | 0.92923 | 0.93252 | 0.93252 | 0.93252 | 0.93252 | 0.93252 | 0.93252 | 0.93252 | 0.93252 | 0.93252 | 0.93252 | 0.93252 | 0.93252 | 0.93252 | 0.93252 | 0.93252 | 0.93252 | 22.374 | 85 | 1901.7901 | 0.93252
FL | nuclear | Summer Peak | 0.93252 | 0.93252 | 0.93252 | 0.93252 | 0.93252 | 0.93252 | 0.93252 | 0.93252 | 0.93252 | 0.93252 | 0.93252 | 0.93252 | 0.93252 | 0.93252 | 0.93252 | 0.93252 | 0.93252 | 0.93252 | 0.93252 | 0.93252 | 0.93252 | 0.93252 | 0.93252 | 0.93252 | 22.3806 | 8 | 179.0447 | 0.93252
FL | nuclear | Winter Peak | 0.93252 | 0.93252 | 0.93252 | 0.93252 | 0.93252 | 0.93252 | 0.93252 | 0.93252 | 0.93252 | 0.93252 | 0.93252 | 0.93252 | 0.93252 | 0.9266 | 0.9178 | 0.93252 | 0.93252 | 0.93252 | 0.93252 | 0.93252 | 0.93252 | 0.93252 | 0.93252 | 0.93252 | 22.3599 | 19 | 424.8388 | 0.93252
FL | offshore wind | Winter | 0.32894 | 0.32183 | 0.31557 | 0.31306 | 0.31388 | 0.31243 | 0.30978 | 0.30405 | 0.29695 | 0.28889 | 0.28267 | 0.27803 | 0.28051 | 0.28649 | 0.29454 | 0.30456 | 0.31621 | 0.32532 | 0.33362 | 0.3394 | 0.34136 | 0.3439 | 0.34434 | 0.34285 | 7.5192 | 68 | 511.3054 | 0.34434
FL | offshore wind | Spring | 0.32746 | 0.32405 | 0.31847 | 0.31266 | 0.30758 | 0.30309 | 0.29626 | 0.28927 | 0.27961 | 0.27 | 0.26459 | 0.26099 | 0.26403 | 0.27011 | 0.27722 | 0.28632 | 0.29544 | 0.3013 | 0.30436 | 0.30964 | 0.31223 | 0.31226 | 0.30943 | 0.30646 | 7.1028 | 90 | 639.2543 | 0.32746
FL | offshore wind | Summer | 0.31 | 0.30622 | 0.3046 | 0.29961 | 0.29602 | 0.29178 | 0.28671 | 0.27993 | 0.2734 | 0.26775 | 0.26518 | 0.26529 | 0.26963 | 0.2786 | 0.28809 | 0.29751 | 0.30849 | 0.31687 | 0.32599 | 0.33239 | 0.33406 | 0.33182 | 0.32881 | 0.32389 | 7.1826 | 95 | 682.3514 | 0.33406
FL | offshore wind | Fall | 0.27763 | 0.27068 | 0.26559 | 0.25884 | 0.25533 | 0.25082 | 0.24433 | 0.23489 | 0.22668 | 0.22081 | 0.21772 | 0.22202 | 0.2317 | 0.24131 | 0.25322 | 0.26514 | 0.2747 | 0.28141 | 0.28533 | 0.28805 | 0.2886 | 0.28817 | 0.28525 | 0.28123 | 6.2094 | 85 | 527.8029 | 0.2886
FL | offshore wind | Summer Peak | 0.18452 | 0.17749 | 0.16942 | 0.16553 | 0.15842 | 0.14942 | 0.14324 | 0.14077 | 0.14127 | 0.13892 | 0.13754 | 0.14274 | 0.14992 | 0.16206 | 0.16893 | 0.17527 | 0.18286 | 0.18508 | 0.18811 | 0.19798 | 0.21082 | 0.21308 | 0.21675 | 0.21249 | 4.1126 | 8 | 32.9011 | 0.21675
FL | offshore wind | Winter Peak | 0.30493 | 0.30328 | 0.30702 | 0.30598 | 0.30516 | 0.30676 | 0.30734 | 0.31104 | 0.30994 | 0.30177 | 0.29578 | 0.29148 | 0.29366 | 0.30413 | 0.31235 | 0.32466 | 0.33341 | 0.3417 | 0.34344 | 0.34314 | 0.34103 | 0.33636 | 0.33438 | 0.32847 | 7.5872 | 19 | 144.157 | 0.34344
FL | onshore wind | Winter | 0.30527 | 0.30428 | 0.30467 | 0.30464 | 0.30389 | 0.30387 | 0.30435 | 0.30449 | 0.30483 | 0.30598 | 0.30352 | 0.28984 | 0.27542 | 0.26997 | 0.26932 | 0.26884 | 0.26929 | 0.27185 | 0.28701 | 0.30304 | 0.30941 | 0.31079 | 0.3107 | 0.31022 | 7.0955 | 68 | 482.4936 | 0.31079
FL | onshore wind | Spring | 0.32816 | 0.32367 | 0.32066 | 0.31897 | 0.31686 | 0.31403 | 0.3121 | 0.30991 | 0.29587 | 0.26987 | 0.25333 | 0.25327 | 0.25745 | 0.26287 | 0.26955 | 0.27691 | 0.2843 | 0.29169 | 0.29761 | 0.30411 | 0.31384 | 0.32883 | 0.33401 | 0.32929 | 7.1671 | 90 | 645.0421 | 0.33401
FL | onshore wind | Summer | 0.29934 | 0.28638 | 0.27538 | 0.26218 | 0.25301 | 0.24447 | 0.23521 | 0.22331 | 0.1948 | 0.16095 | 0.14638 | 0.14187 | 0.14165 | 0.14847 | 0.15974 | 0.1744 | 0.19468 | 0.21746 | 0.24225 | 0.26235 | 0.2779 | 0.30121 | 0.31401 | 0.30596 | 5.4633 | 95 | 519.0175 | 0.31401
FL | onshore wind | Fall | 0.2228 | 0.2194 | 0.21793 | 0.21714 | 0.21325 | 0.21215 | 0.21237 | 0.20984 | 0.20771 | 0.19774 | 0.17399 | 0.15779 | 0.15327 | 0.15604 | 0.15874 | 0.16465 | 0.17094 | 0.17481 | 0.17992 | 0.19203 | 0.21463 | 0.22277 | 0.22283 | 0.22224 | 4.695 | 85 | 399.0727 | 0.22283
FL | onshore wind | Summer Peak | 0.28852 | 0.29108 | 0.28379 | 0.27823 | 0.2829 | 0.28481 | 0.2778 | 0.27051 | 0.2474 | 0.21203 | 0.19695 | 0.19085 | 0.18774 | 0.1911 | 0.20358 | 0.2211 | 0.24087 | 0.26179 | 0.28129 | 0.28844 | 0.29938 | 0.33174 | 0.36191 | 0.35446 | 6.3283 | 8 | 50.6264 | 0.36191
FL | onshore wind | Winter Peak | 0.31915 | 0.31954 | 0.32139 | 0.31439 | 0.30641 | 0.3 | 0.29349 | 0.2867 | 0.27705 | 0.26374 | 0.2505 | 0.23172 | 0.214 | 0.20513 | 0.21227 | 0.22 | 0.22217 | 0.22491 | 0.24294 | 0.2674 | 0.2826 | 0.28415 | 0.29483 | 0.30108 | 6.4556 | 19 | 122.6557 | 0.32139
FL | petroleum | Winter | 0 | 0 | 0 | 0 | 0 | 0 | 0.0034826 | 0 | 0 | 0 | 0 | 0 | 0 | 0 | 0 | 0 | 0 | 0.034118 | 0.29666 | 0.23081 | 0.0069652 | 0 | 0 | 0 | 0.57203 | 68 | 38.8979 | 0.29666
FL | petroleum | Spring | 0 | 0 | 0 | 0 | 0 | 0 | 0.044505 | 0.0026313 | 0 | 0 | 0 | 0 | 0.0083878 | 0.016019 | 0.032038 | 0.033202 | 0.058 | 0.18185 | 0.47766 | 0.29648 | 0.063572 | 0.0078939 | 0 | 0 | 1.2222 | 90 | 110.0017 | 0.47766
FL | petroleum | Summer | 0 | 0 | 0 | 0 | 0 | 0 | 0 | 0 | 0 | 0 | 0 | 0 | 0.01119 | 0.042767 | 0.07433 | 0.10541 | 0.17339 | 0.35449 | 0.64873 | 0.4153 | 0.15376 | 0.062671 | 0 | 0 | 2.042 | 95 | 193.9941 | 0.64873
FL | petroleum | Fall | 0 | 0 | 0 | 0 | 0 | 0 | 0 | 0 | 0 | 0 | 0 | 0 | 0.0097204 | 0.086002 | 0.20214 | 0.27703 | 0.38844 | 0.71432 | 0.9381 | 0.63279 | 0.19893 | 0.027639 | 0 | 0 | 3.4751 | 85 | 295.3854 | 0.9381
FL | petroleum | Summer Peak | 0 | 0 | 0 | 0 | 0 | 0 | 0 | 0 | 0 | 0 | 0 | 0 | 0 | 0 | 0.073677 | 0.27679 | 0.31394 | 0.40897 | 0.40897 | 0.37937 | 0.15665 | 0.029602 | 0 | 0 | 2.048 | 8 | 16.3837 | 0.40897
FL | petroleum | Winter Peak | 0 | 0 | 0 | 0 | 0 | 0.012464 | 0.21932 | 0.12878 | 0 | 0 | 0 | 0 | 0 | 0 | 0 | 0 | 0 | 0.052473 | 0.20574 | 0.074167 | 0 | 0 | 0 | 0 | 0.69294 | 19 | 13.1658 | 0.21932
FL | pumped hydro | Winter | 0.050786 | 0.031782 | 0.011015 | 0.0036035 | 0.0015851 | 0.005556 | 0.040084 | 0.033931 | 0.015151 | 0.0089085 | 0.0017651 | 0.0025064 | 0.0017282 | 0.0011129 | 0.0006206 | 0.00067935 | 0.0057153 | 0.12696 | 0.27549 | 0.26941 | 0.19322 | 0.12361 | 0.087958 | 0.059443 | 1.3526 | 68 | 91.9783 | 0.27549
FL | pumped hydro | Spring | 0.13406 | 0.089046 | 0.043601 | 0.027674 | 0.022308 | 0.021574 | 0.03002 | 0.021769 | 0.01624 | 0.0019417 | 0.0019339 | 0.0016268 | 0.0017358 | 0.0033852 | 0.0067275 | 0.010701 | 0.041979 | 0.14699 | 0.34078 | 0.37694 | 0.3594 | 0.20445 | 0.15713 | 0.1425 | 2.2045 | 90 | 198.4058 | 0.37694
FL | pumped hydro | Summer | 0.088023 | 0.039339 | 0.016514 | 0.0093124 | 0.0054294 | 0.0038308 | 0.0031176 | 0.0012654 | 0.00015248 | 2.3472e-05 | 0.00083549 | 0.022595 | 0.10315 | 0.18902 | 0.2678 | 0.35551 | 0.45477 | 0.53128 | 0.58425 | 0.58312 | 0.54844 | 0.32976 | 0.16117 | 0.12689 | 4.4256 | 95 | 420.4322 | 0.58425
FL | pumped hydro | Fall | 0.087977 | 0.062359 | 0.024155 | 0.0062008 | 0.0025893 | 0.0017164 | 0.0023704 | 0.0063496 | 0.0078345 | 0.00033795 | 0.00071655 | 0.00089718 | 0.0046131 | 0.012083 | 0.021131 | 0.03584 | 0.098139 | 0.31041 | 0.39754 | 0.41951 | 0.24537 | 0.15513 | 0.1382 | 0.11573 | 2.1572 | 85 | 183.3622 | 0.41951
FL | pumped hydro | Summer Peak | 0.13154 | 0.040447 | 0 | 0 | 0 | 0 | 0 | 0 | 0 | 0.00043189 | 0.0018473 | 0.083516 | 0.34412 | 0.45311 | 0.54917 | 0.60615 | 0.63472 | 0.64234 | 0.639 | 0.63262 | 0.72697 | 0.67088 | 0.19429 | 0.14993 | 6.5011 | 8 | 52.0086 | 0.72697
FL | pumped hydro | Winter Peak | 0.0047638 | 0.0026573 | 0.0018473 | 0.0018473 | 0 | 0.094888 | 0.19155 | 0.14615 | 0.0043146 | 0.012964 | 0.003345 | 0.0052486 | 0.0036945 | 0 | 0 | 0 | 0.0048896 | 0.20752 | 0.3746 | 0.38504 | 0.33367 | 0.19894 | 0.069298 | 0.020111 | 2.0674 | 19 | 39.2797 | 0.38504
FL | smr | Winter | 0.91906 | 0.91906 | 0.91906 | 0.91906 | 0.91906 | 0.91906 | 0.91906 | 0.91906 | 0.91906 | 0.91906 | 0.91906 | 0.91906 | 0.91906 | 0.91906 | 0.91906 | 0.91906 | 0.91906 | 0.91906 | 0.91906 | 0.91906 | 0.91906 | 0.91906 | 0.91906 | 0.91906 | 22.0575 | 68 | 1499.9087 | 0.91906
FL | smr | Spring | 0.91906 | 0.91906 | 0.91906 | 0.91906 | 0.91906 | 0.91906 | 0.91906 | 0.91906 | 0.91906 | 0.91906 | 0.91906 | 0.91906 | 0.91906 | 0.91906 | 0.91906 | 0.91906 | 0.91906 | 0.91906 | 0.91906 | 0.91906 | 0.91906 | 0.91906 | 0.91906 | 0.91906 | 22.0575 | 90 | 1985.1732 | 0.91906
FL | smr | Summer | 0.91906 | 0.91906 | 0.91906 | 0.91906 | 0.91906 | 0.91906 | 0.91906 | 0.91906 | 0.91906 | 0.91906 | 0.91906 | 0.91906 | 0.91906 | 0.91906 | 0.91906 | 0.91906 | 0.91906 | 0.91906 | 0.91906 | 0.91906 | 0.91906 | 0.91906 | 0.91906 | 0.91906 | 22.0575 | 95 | 2095.4606 | 0.91906
FL | smr | Fall | 0.91906 | 0.91906 | 0.91906 | 0.91906 | 0.91906 | 0.91906 | 0.91906 | 0.91906 | 0.91906 | 0.91906 | 0.91906 | 0.91906 | 0.91906 | 0.91906 | 0.91906 | 0.91906 | 0.91906 | 0.91906 | 0.91906 | 0.91906 | 0.91906 | 0.91906 | 0.91906 | 0.91906 | 22.0575 | 85 | 1874.8858 | 0.91906
FL | smr | Summer Peak | 0.91906 | 0.91906 | 0.91906 | 0.91906 | 0.91906 | 0.91906 | 0.91906 | 0.91906 | 0.91906 | 0.91906 | 0.91906 | 0.91906 | 0.91906 | 0.91906 | 0.91906 | 0.91906 | 0.91906 | 0.91906 | 0.91906 | 0.91906 | 0.91906 | 0.91906 | 0.91906 | 0.91906 | 22.0575 | 8 | 176.4598 | 0.91906
FL | smr | Winter Peak | 0.91906 | 0.91906 | 0.91906 | 0.91906 | 0.91906 | 0.91906 | 0.91906 | 0.91906 | 0.91906 | 0.91906 | 0.91906 | 0.91906 | 0.91906 | 0.91906 | 0.91906 | 0.91906 | 0.91906 | 0.91906 | 0.91906 | 0.91906 | 0.91906 | 0.91906 | 0.91906 | 0.91906 | 22.0575 | 19 | 419.0921 | 0.91906
FL | solar pv dist | Winter | 0 | 0 | 0 | 0 | 0 | 6.3863e-05 | 0.14454 | 0.3561 | 0.45782 | 0.48034 | 0.47854 | 0.47821 | 0.47897 | 0.57561 | 0.55404 | 0.46467 | 0.27665 | 0.11039 | 0.0016732 | 0 | 0 | 0 | 0 | 0 | 4.8576 | 68 | 330.318 | 0.57561
FL | solar pv dist | Spring | 0 | 0 | 0 | 0 | 0 | 0.00013284 | 0.13313 | 0.30942 | 0.40405 | 0.43143 | 0.43304 | 0.43 | 0.44083 | 0.52783 | 0.50141 | 0.42284 | 0.22261 | 0.1016 | 0.0046521 | 0 | 0 | 0 | 0 | 0 | 4.363 | 90 | 392.6665 | 0.52783
FL | solar pv dist | Summer | 0 | 0 | 0 | 0 | 0 | 0.00016457 | 0.12971 | 0.27146 | 0.35512 | 0.38123 | 0.39743 | 0.39084 | 0.39365 | 0.43769 | 0.41153 | 0.32382 | 0.18867 | 0.088156 | 0.0054565 | 0 | 0 | 0 | 0 | 0 | 3.7749 | 95 | 358.6172 | 0.43769
FL | solar pv dist | Fall | 0 | 0 | 0 | 0 | 0 | 0.00024403 | 0.17832 | 0.32161 | 0.38202 | 0.41182 | 0.427 | 0.42366 | 0.42079 | 0.45525 | 0.43988 | 0.36582 | 0.24372 | 0.11864 | 0.0070054 | 0 | 0 | 0 | 0 | 0 | 4.1958 | 85 | 356.64 | 0.45525
FL | solar pv dist | Summer Peak | 0 | 0 | 0 | 0 | 0 | 0.00026184 | 0.095751 | 0.18808 | 0.24249 | 0.24496 | 0.24362 | 0.28284 | 0.27949 | 0.33615 | 0.26273 | 0.18225 | 0.12897 | 0.048504 | 0.005703 | 0 | 0 | 0 | 0 | 0 | 2.5418 | 8 | 20.3344 | 0.33615
FL | solar pv dist | Winter Peak | 0 | 0 | 0 | 0 | 0 | 0 | 0.025486 | 0.19392 | 0.35349 | 0.39382 | 0.39875 | 0.39726 | 0.3971 | 0.49819 | 0.48699 | 0.40618 | 0.13882 | 0.0024416 | 0 | 0 | 0 | 0 | 0 | 0 | 3.6924 | 19 | 70.1565 | 0.49819
FL | solar pv | Winter | 0 | 0 | 0 | 0 | 0 | 0.0025777 | 0.12375 | 0.44878 | 0.61396 | 0.64622 | 0.6447 | 0.63543 | 0.62881 | 0.6339 | 0.62526 | 0.57826 | 0.3934 | 0.10777 | 0.00014834 | 0 | 0 | 0 | 0 | 0 | 6.083 | 68 | 413.6413 | 0.64622
FL | solar pv | Spring | 0 | 0 | 0 | 0 | 0 | 0.0097164 | 0.13511 | 0.4017 | 0.56215 | 0.592 | 0.58254 | 0.56719 | 0.55588 | 0.55547 | 0.54136 | 0.48988 | 0.30698 | 0.090144 | 0.0031657 | 0 | 0 | 0 | 0 | 0 | 5.3933 | 90 | 485.3965 | 0.592
FL | solar pv | Summer | 0 | 0 | 0 | 0 | 0 | 0.012856 | 0.14704 | 0.35255 | 0.4737 | 0.51074 | 0.51478 | 0.50686 | 0.4965 | 0.47837 | 0.44212 | 0.38791 | 0.25317 | 0.095659 | 0.0041554 | 0 | 0 | 0 | 0 | 0 | 4.6764 | 95 | 444.2604 | 0.51478
FL | solar pv | Fall | 0 | 0 | 0 | 0 | 0 | 0.0090031 | 0.20182 | 0.42756 | 0.51593 | 0.54166 | 0.54152 | 0.52672 | 0.51068 | 0.48284 | 0.43445 | 0.36719 | 0.26414 | 0.11002 | 0.0048615 | 0 | 0 | 0 | 0 | 0 | 4.9384 | 85 | 419.7622 | 0.54166
FL | solar pv | Summer Peak | 0 | 0 | 0 | 0 | 0 | 0.0024166 | 0.098104 | 0.2064 | 0.26555 | 0.31951 | 0.34959 | 0.35243 | 0.33373 | 0.28671 | 0.23591 | 0.18782 | 0.14987 | 0.082629 | 0.0044625 | 0 | 0 | 0 | 0 | 0 | 2.8751 | 8 | 23.001 | 0.35243
FL | solar pv | Winter Peak | 0 | 0 | 0 | 0 | 0 | 0 | 3.1052e-05 | 0.14944 | 0.42487 | 0.49317 | 0.4958 | 0.48449 | 0.47641 | 0.48261 | 0.48456 | 0.43245 | 0.18482 | 0.00011319 | 0 | 0 | 0 | 0 | 0 | 0 | 4.1088 | 19 | 78.0666 | 0.4958
FL | solar thermal | Winter | 0 | 0 | 0 | 0 | 0 | 0 | 0 | 0 | 0 | 0.08597 | 0.37963 | 0.49887 | 0.49723 | 0.48344 | 0.47116 | 0.48279 | 0.49202 | 0.44649 | 0.21282 | 0.015243 | 0 | 0 | 0 | 0 | 4.0657 | 68 | 276.4653 | 0.49887
FL | solar thermal | Spring | 0 | 0 | 0 | 0 | 0 | 0 | 0 | 0.0076376 | 0.18687 | 0.48014 | 0.63047 | 0.67382 | 0.67706 | 0.67418 | 0.66674 | 0.6665 | 0.66683 | 0.64842 | 0.56803 | 0.30656 | 0.039289 | 0 | 0 | 0 | 6.8926 | 90 | 620.3307 | 0.67706
FL | solar thermal | Summer | 0 | 0 | 0 | 0 | 0 | 0 | 0 | 0.024165 | 0.27576 | 0.51489 | 0.59949 | 0.63012 | 0.63917 | 0.63842 | 0.63267 | 0.62353 | 0.61338 | 0.59439 | 0.54207 | 0.40006 | 0.11962 | 2.6056e-06 | 0 | 0 | 6.8477 | 95 | 650.5337 | 0.63917
FL | solar thermal | Fall | 0 | 0 | 0 | 0 | 0 | 0 | 0 | 0 | 0.054994 | 0.36422 | 0.55217 | 0.58569 | 0.57826 | 0.56812 | 0.56341 | 0.56827 | 0.56955 | 0.52878 | 0.35579 | 0.077412 | 3.2207e-05 | 0 | 0 | 0 | 5.3667 | 85 | 456.169 | 0.58569
FL | solar thermal | Summer Peak | 0 | 0 | 0 | 0 | 0 | 0 | 0 | 0.027732 | 0.38084 | 0.62249 | 0.69231 | 0.71807 | 0.7248 | 0.72465 | 0.72329 | 0.72571 | 0.72389 | 0.71218 | 0.67311 | 0.55977 | 0.22117 | 0 | 0 | 0 | 8.23 | 8 | 65.8401 | 0.72571
FL | solar thermal | Winter Peak | 0 | 0 | 0 | 0 | 0 | 0 | 0 | 0 | 0 | 0.0026447 | 0.27588 | 0.35613 | 0.39021 | 0.41121 | 0.42512 | 0.48557 | 0.52766 | 0.49305 | 0.19344 | 0 | 0 | 0 | 0 | 0 | 3.5609 | 19 | 67.6572 | 0.52766
FL | natural gas steam turbine | Winter | 0.04334 | 0.039345 | 0.039123 | 0.039045 | 0.039045 | 0.03914 | 0.040884 | 0.047604 | 0.044984 | 0.039582 | 0.039894 | 0.040152 | 0.040634 | 0.040879 | 0.041768 | 0.04601 | 0.056784 | 0.099656 | 0.1362 | 0.12355 | 0.093369 | 0.074217 | 0.06407 | 0.053834 | 1.3631 | 68 | 92.691 | 0.1362
FL | natural gas steam turbine | Spring | 0.060174 | 0.055391 | 0.053295 | 0.052562 | 0.052239 | 0.051443 | 0.049946 | 0.050051 | 0.050069 | 0.050273 | 0.050961 | 0.051843 | 0.053854 | 0.058804 | 0.064217 | 0.073987 | 0.086773 | 0.12191 | 0.18758 | 0.25002 | 0.21597 | 0.15043 | 0.097013 | 0.073048 | 2.0619 | 90 | 185.5673 | 0.25002
FL | natural gas steam turbine | Summer | 0.23651 | 0.22442 | 0.21821 | 0.21511 | 0.21161 | 0.20808 | 0.20783 | 0.20814 | 0.20901 | 0.21442 | 0.22973 | 0.26382 | 0.29535 | 0.32913 | 0.36674 | 0.40428 | 0.46746 | 0.5596 | 0.64027 | 0.65126 | 0.55891 | 0.42711 | 0.30373 | 0.25628 | 7.907 | 95 | 751.1669 | 0.65126
FL | natural gas steam turbine | Fall | 0.051424 | 0.046766 | 0.044452 | 0.043471 | 0.043249 | 0.042787 | 0.040394 | 0.040529 | 0.040376 | 0.040548 | 0.040919 | 0.042151 | 0.044535 | 0.049261 | 0.054673 | 0.068865 | 0.10438 | 0.14531 | 0.22843 | 0.22011 | 0.14629 | 0.090481 | 0.070435 | 0.05772 | 1.7976 | 85 | 152.7929 | 0.22843
FL | natural gas steam turbine | Summer Peak | 0.36655 | 0.35082 | 0.33954 | 0.33271 | 0.32619 | 0.32619 | 0.32619 | 0.32619 | 0.32619 | 0.32959 | 0.36113 | 0.55822 | 0.64173 | 0.71835 | 0.75145 | 0.82912 | 0.93135 | 0.93135 | 0.93135 | 0.93135 | 0.93135 | 0.93135 | 0.56387 | 0.39322 | 13.7553 | 8 | 110.0427 | 0.93135
FL | natural gas steam turbine | Winter Peak | 0.049169 | 0.049169 | 0.049169 | 0.049169 | 0.049169 | 0.049169 | 0.049169 | 0.049169 | 0.049169 | 0.049169 | 0.049169 | 0.049169 | 0.049169 | 0.049169 | 0.049169 | 0.063814 | 0.075353 | 0.36172 | 0.44859 | 0.44863 | 0.40977 | 0.12885 | 0.094863 | 0.080927 | 2.8501 | 19 | 54.1512 | 0.44863
GA | biomass ccs | Winter | 0.8 | 0.8 | 0.8 | 0.8 | 0.8 | 0.8 | 0.8 | 0.8 | 0.8 | 0.8 | 0.8 | 0.8 | 0.8 | 0.8 | 0.8 | 0.8 | 0.8 | 0.8 | 0.8 | 0.8 | 0.8 | 0.8 | 0.8 | 0.8 | 19.2 | 64 | 1228.8 | 0.8
GA | biomass ccs | Spring | 0.8 | 0.8 | 0.8 | 0.8 | 0.8 | 0.8 | 0.8 | 0.8 | 0.8 | 0.8 | 0.8 | 0.8 | 0.8 | 0.8 | 0.8 | 0.8 | 0.8 | 0.8 | 0.8 | 0.8 | 0.8 | 0.8 | 0.8 | 0.8 | 19.2 | 65 | 1248 | 0.8
GA | biomass ccs | Summer | 0.8 | 0.8 | 0.8 | 0.8 | 0.8 | 0.8 | 0.8 | 0.8 | 0.8 | 0.8 | 0.8 | 0.8 | 0.8 | 0.8 | 0.8 | 0.8 | 0.8 | 0.8 | 0.8 | 0.8 | 0.8 | 0.8 | 0.8 | 0.8 | 19.2 | 116 | 2227.2 | 0.8
GA | biomass ccs | Fall | 0.8 | 0.8 | 0.8 | 0.8 | 0.8 | 0.8 | 0.8 | 0.8 | 0.8 | 0.8 | 0.8 | 0.8 | 0.8 | 0.8 | 0.8 | 0.8 | 0.8 | 0.8 | 0.8 | 0.8 | 0.8 | 0.8 | 0.8 | 0.8 | 19.2 | 74 | 1420.8 | 0.8
GA | biomass ccs | Summer Peak | 0.8 | 0.8 | 0.8 | 0.8 | 0.8 | 0.8 | 0.8 | 0.8 | 0.8 | 0.8 | 0.8 | 0.8 | 0.8 | 0.8 | 0.8 | 0.8 | 0.8 | 0.8 | 0.8 | 0.8 | 0.8 | 0.8 | 0.8 | 0.8 | 19.2 | 9 | 172.8 | 0.8
GA | biomass ccs | Winter Peak | 0.8 | 0.8 | 0.8 | 0.8 | 0.8 | 0.8 | 0.8 | 0.8 | 0.8 | 0.8 | 0.8 | 0.8 | 0.8 | 0.8 | 0.8 | 0.8 | 0.8 | 0.8 | 0.8 | 0.8 | 0.8 | 0.8 | 0.8 | 0.8 | 19.2 | 37 | 710.4 | 0.8
GA | biomass | Winter | 0.66135 | 0.66135 | 0.66135 | 0.66135 | 0.66135 | 0.66135 | 0.66135 | 0.66135 | 0.66135 | 0.66135 | 0.66135 | 0.66135 | 0.66135 | 0.66135 | 0.66135 | 0.66135 | 0.66135 | 0.66135 | 0.66135 | 0.66135 | 0.66135 | 0.66135 | 0.66135 | 0.66135 | 15.8724 | 64 | 1015.8339 | 0.66135
GA | biomass | Spring | 0.66135 | 0.66135 | 0.66107 | 0.66107 | 0.66107 | 0.66107 | 0.66107 | 0.66107 | 0.66107 | 0.66135 | 0.66135 | 0.66135 | 0.66135 | 0.66135 | 0.66135 | 0.66135 | 0.66135 | 0.66135 | 0.66135 | 0.66135 | 0.66135 | 0.66135 | 0.66135 | 0.66135 | 15.8704 | 65 | 1031.5781 | 0.66135
GA | biomass | Summer | 0.66119 | 0.66119 | 0.66119 | 0.66119 | 0.66119 | 0.66119 | 0.66119 | 0.66119 | 0.66119 | 0.66135 | 0.66135 | 0.66135 | 0.66135 | 0.66135 | 0.66135 | 0.66135 | 0.66135 | 0.66135 | 0.66135 | 0.66135 | 0.66135 | 0.66135 | 0.66135 | 0.66119 | 15.8708 | 116 | 1841.0157 | 0.66135
GA | biomass | Fall | 0.66135 | 0.66135 | 0.66135 | 0.6611 | 0.6611 | 0.6611 | 0.6611 | 0.6611 | 0.6611 | 0.6611 | 0.66135 | 0.66135 | 0.66135 | 0.66135 | 0.66135 | 0.66135 | 0.66135 | 0.66135 | 0.66135 | 0.66135 | 0.66135 | 0.66135 | 0.66135 | 0.66135 | 15.8707 | 74 | 1174.4297 | 0.66135
GA | biomass | Summer Peak | 0.66135 | 0.66135 | 0.66135 | 0.66135 | 0.66135 | 0.66135 | 0.66135 | 0.66135 | 0.66135 | 0.66135 | 0.66135 | 0.66135 | 0.66135 | 0.66135 | 0.66135 | 0.66135 | 0.66135 | 0.66135 | 0.66135 | 0.66135 | 0.66135 | 0.66135 | 0.66135 | 0.66135 | 15.8724 | 9 | 142.8516 | 0.66135
GA | biomass | Winter Peak | 0.66135 | 0.66135 | 0.66135 | 0.66135 | 0.66135 | 0.66135 | 0.66135 | 0.66135 | 0.66135 | 0.66135 | 0.66135 | 0.66135 | 0.66135 | 0.66135 | 0.66135 | 0.66135 | 0.66135 | 0.66135 | 0.66135 | 0.66135 | 0.66135 | 0.66135 | 0.66135 | 0.66135 | 15.8724 | 37 | 587.279 | 0.66135
GA | natural gas combined cycle ccs | Winter | 0.8 | 0.8 | 0.8 | 0.8 | 0.8 | 0.8 | 0.8 | 0.8 | 0.8 | 0.8 | 0.8 | 0.8 | 0.8 | 0.8 | 0.8 | 0.8 | 0.8 | 0.8 | 0.8 | 0.8 | 0.8 | 0.8 | 0.8 | 0.8 | 19.2 | 64 | 1228.8 | 0.8
GA | natural gas combined cycle ccs | Spring | 0.8 | 0.8 | 0.8 | 0.8 | 0.8 | 0.8 | 0.8 | 0.8 | 0.8 | 0.8 | 0.8 | 0.8 | 0.8 | 0.8 | 0.8 | 0.8 | 0.8 | 0.8 | 0.8 | 0.8 | 0.8 | 0.8 | 0.8 | 0.8 | 19.2 | 65 | 1248 | 0.8
GA | natural gas combined cycle ccs | Summer | 0.8 | 0.8 | 0.8 | 0.8 | 0.8 | 0.8 | 0.8 | 0.8 | 0.8 | 0.8 | 0.8 | 0.8 | 0.8 | 0.8 | 0.8 | 0.8 | 0.8 | 0.8 | 0.8 | 0.8 | 0.8 | 0.8 | 0.8 | 0.8 | 19.2 | 116 | 2227.2 | 0.8
GA | natural gas combined cycle ccs | Fall | 0.8 | 0.8 | 0.8 | 0.8 | 0.8 | 0.8 | 0.8 | 0.8 | 0.8 | 0.8 | 0.8 | 0.8 | 0.8 | 0.8 | 0.8 | 0.8 | 0.8 | 0.8 | 0.8 | 0.8 | 0.8 | 0.8 | 0.8 | 0.8 | 19.2 | 74 | 1420.8 | 0.8
GA | natural gas combined cycle ccs | Summer Peak | 0.8 | 0.8 | 0.8 | 0.8 | 0.8 | 0.8 | 0.8 | 0.8 | 0.8 | 0.8 | 0.8 | 0.8 | 0.8 | 0.8 | 0.8 | 0.8 | 0.8 | 0.8 | 0.8 | 0.8 | 0.8 | 0.8 | 0.8 | 0.8 | 19.2 | 9 | 172.8 | 0.8
GA | natural gas combined cycle ccs | Winter Peak | 0.8 | 0.8 | 0.8 | 0.8 | 0.8 | 0.8 | 0.8 | 0.8 | 0.8 | 0.8 | 0.8 | 0.8 | 0.8 | 0.8 | 0.8 | 0.8 | 0.8 | 0.8 | 0.8 | 0.8 | 0.8 | 0.8 | 0.8 | 0.8 | 19.2 | 37 | 710.4 | 0.8
GA | natural gas combined cycle | Winter | 0.4885 | 0.46896 | 0.4649 | 0.4684 | 0.49701 | 0.57929 | 0.58577 | 0.53211 | 0.50561 | 0.51052 | 0.52712 | 0.54592 | 0.56108 | 0.5684 | 0.58414 | 0.62207 | 0.72602 | 0.87363 | 0.92157 | 0.92475 | 0.91892 | 0.81367 | 0.67473 | 0.58636 | 14.9494 | 64 | 956.7639 | 0.92475
GA | natural gas combined cycle | Spring | 0.81476 | 0.74282 | 0.69769 | 0.69097 | 0.70209 | 0.73459 | 0.71098 | 0.71341 | 0.8105 | 0.88967 | 0.9624 | 0.99684 | 1 | 1 | 1 | 1 | 1 | 1 | 1 | 1 | 1 | 1 | 0.99556 | 0.90662 | 21.3689 | 65 | 1388.9787 | 1
GA | natural gas combined cycle | Summer | 0.61255 | 0.58916 | 0.57199 | 0.56994 | 0.58586 | 0.64091 | 0.65246 | 0.6389 | 0.6364 | 0.65944 | 0.70376 | 0.73238 | 0.75018 | 0.75883 | 0.7672 | 0.78375 | 0.84074 | 0.94584 | 0.95873 | 0.96104 | 0.93904 | 0.88386 | 0.79527 | 0.71628 | 17.6945 | 116 | 2052.563 | 0.96104
GA | natural gas combined cycle | Fall | 0.52511 | 0.49812 | 0.48936 | 0.49124 | 0.51488 | 0.59089 | 0.59966 | 0.57655 | 0.55402 | 0.56148 | 0.60125 | 0.62119 | 0.63523 | 0.6418 | 0.65386 | 0.67754 | 0.75877 | 0.87934 | 0.89102 | 0.89127 | 0.87052 | 0.80713 | 0.67815 | 0.59349 | 15.6019 | 74 | 1154.5389 | 0.89127
GA | natural gas combined cycle | Summer Peak | 0.80696 | 0.74159 | 0.70519 | 0.70258 | 0.70526 | 0.73122 | 0.70049 | 0.72462 | 0.80113 | 0.94207 | 1 | 1 | 1 | 1 | 1 | 1 | 1 | 1 | 1 | 1 | 1 | 1 | 1 | 0.92974 | 21.4909 | 9 | 193.4178 | 1
GA | natural gas combined cycle | Winter Peak | 0.43991 | 0.43167 | 0.43208 | 0.43568 | 0.45299 | 0.52965 | 0.59451 | 0.59281 | 0.49819 | 0.44609 | 0.43827 | 0.43579 | 0.43066 | 0.41263 | 0.40952 | 0.42645 | 0.52468 | 0.78707 | 0.79962 | 0.79501 | 0.74974 | 0.64082 | 0.5473 | 0.4858 | 12.737 | 37 | 471.2678 | 0.79962
GA | crude oil | Winter | 0.001 | 0.001 | 0.001 | 0.001 | 0.001 | 0.001 | 0.001 | 0.001 | 0.001 | 0.001 | 0.001 | 0.001 | 0.001 | 0.001 | 0.001 | 0.001 | 0.001 | 0.001 | 0.001 | 0.001 | 0.001 | 0.001 | 0.001 | 0.001 | 0.024 | 64 | 1.536 | 0.001
GA | crude oil | Spring | 0.001 | 0.001 | 0.001 | 0.001 | 0.001 | 0.001 | 0.001 | 0.001 | 0.001 | 0.001 | 0.001 | 0.001 | 0.001 | 0.001 | 0.001 | 0.001 | 0.001 | 0.001 | 0.001 | 0.001 | 0.001 | 0.001 | 0.001 | 0.001 | 0.024 | 65 | 1.56 | 0.001
GA | crude oil | Summer | 0.001 | 0.001 | 0.001 | 0.001 | 0.001 | 0.001 | 0.001 | 0.001 | 0.001 | 0.001 | 0.001 | 0.001 | 0.001 | 0.001 | 0.001 | 0.001 | 0.001 | 0.001 | 0.001 | 0.001 | 0.001 | 0.001 | 0.001 | 0.001 | 0.024 | 116 | 2.784 | 0.001
GA | crude oil | Fall | 0.001 | 0.001 | 0.001 | 0.001 | 0.001 | 0.001 | 0.001 | 0.001 | 0.001 | 0.001 | 0.001 | 0.001 | 0.001 | 0.001 | 0.001 | 0.001 | 0.001 | 0.001 | 0.001 | 0.001 | 0.001 | 0.001 | 0.001 | 0.001 | 0.024 | 74 | 1.776 | 0.001
GA | crude oil | Summer Peak | 0.001 | 0.001 | 0.001 | 0.001 | 0.001 | 0.001 | 0.001 | 0.001 | 0.001 | 0.001 | 0.001 | 0.001 | 0.001 | 0.001 | 0.001 | 0.001 | 0.001 | 0.001 | 0.001 | 0.001 | 0.001 | 0.001 | 0.001 | 0.001 | 0.024 | 9 | 0.216 | 0.001
GA | crude oil | Winter Peak | 0.001 | 0.001 | 0.001 | 0.001 | 0.001 | 0.001 | 0.001 | 0.001 | 0.001 | 0.001 | 0.001 | 0.001 | 0.001 | 0.001 | 0.001 | 0.001 | 0.001 | 0.001 | 0.001 | 0.001 | 0.001 | 0.001 | 0.001 | 0.001 | 0.024 | 37 | 0.888 | 0.001
GA | geothermal | Winter | 0.6595 | 0.6595 | 0.6595 | 0.6595 | 0.6595 | 0.6595 | 0.6595 | 0.6595 | 0.6595 | 0.6595 | 0.6595 | 0.6595 | 0.6595 | 0.6595 | 0.6595 | 0.6595 | 0.6595 | 0.6595 | 0.6595 | 0.6595 | 0.6595 | 0.6595 | 0.6595 | 0.6595 | 15.828 | 64 | 1012.992 | 0.6595
GA | geothermal | Spring | 0.6595 | 0.6595 | 0.6595 | 0.6595 | 0.6595 | 0.6595 | 0.6595 | 0.6595 | 0.6595 | 0.6595 | 0.6595 | 0.6595 | 0.6595 | 0.6595 | 0.6595 | 0.6595 | 0.6595 | 0.6595 | 0.6595 | 0.6595 | 0.6595 | 0.6595 | 0.6595 | 0.6595 | 15.828 | 65 | 1028.82 | 0.6595
GA | geothermal | Summer | 0.6595 | 0.6595 | 0.6595 | 0.6595 | 0.6595 | 0.6595 | 0.6595 | 0.6595 | 0.6595 | 0.6595 | 0.6595 | 0.6595 | 0.6595 | 0.6595 | 0.6595 | 0.6595 | 0.6595 | 0.6595 | 0.6595 | 0.6595 | 0.6595 | 0.6595 | 0.6595 | 0.6595 | 15.828 | 116 | 1836.048 | 0.6595
GA | geothermal | Fall | 0.6595 | 0.6595 | 0.6595 | 0.6595 | 0.6595 | 0.6595 | 0.6595 | 0.6595 | 0.6595 | 0.6595 | 0.6595 | 0.6595 | 0.6595 | 0.6595 | 0.6595 | 0.6595 | 0.6595 | 0.6595 | 0.6595 | 0.6595 | 0.6595 | 0.6595 | 0.6595 | 0.6595 | 15.828 | 74 | 1171.272 | 0.6595
GA | geothermal | Summer Peak | 0.6595 | 0.6595 | 0.6595 | 0.6595 | 0.6595 | 0.6595 | 0.6595 | 0.6595 | 0.6595 | 0.6595 | 0.6595 | 0.6595 | 0.6595 | 0.6595 | 0.6595 | 0.6595 | 0.6595 | 0.6595 | 0.6595 | 0.6595 | 0.6595 | 0.6595 | 0.6595 | 0.6595 | 15.828 | 9 | 142.452 | 0.6595
GA | geothermal | Winter Peak | 0.6595 | 0.6595 | 0.6595 | 0.6595 | 0.6595 | 0.6595 | 0.6595 | 0.6595 | 0.6595 | 0.6595 | 0.6595 | 0.6595 | 0.6595 | 0.6595 | 0.6595 | 0.6595 | 0.6595 | 0.6595 | 0.6595 | 0.6595 | 0.6595 | 0.6595 | 0.6595 | 0.6595 | 15.828 | 37 | 585.636 | 0.6595
GA | hard coal ccs | Winter | 0.8 | 0.8 | 0.8 | 0.8 | 0.8 | 0.8 | 0.8 | 0.8 | 0.8 | 0.8 | 0.8 | 0.8 | 0.8 | 0.8 | 0.8 | 0.8 | 0.8 | 0.8 | 0.8 | 0.8 | 0.8 | 0.8 | 0.8 | 0.8 | 19.2 | 64 | 1228.8 | 0.8
GA | hard coal ccs | Spring | 0.8 | 0.8 | 0.8 | 0.8 | 0.8 | 0.8 | 0.8 | 0.8 | 0.8 | 0.8 | 0.8 | 0.8 | 0.8 | 0.8 | 0.8 | 0.8 | 0.8 | 0.8 | 0.8 | 0.8 | 0.8 | 0.8 | 0.8 | 0.8 | 19.2 | 65 | 1248 | 0.8
GA | hard coal ccs | Summer | 0.8 | 0.8 | 0.8 | 0.8 | 0.8 | 0.8 | 0.8 | 0.8 | 0.8 | 0.8 | 0.8 | 0.8 | 0.8 | 0.8 | 0.8 | 0.8 | 0.8 | 0.8 | 0.8 | 0.8 | 0.8 | 0.8 | 0.8 | 0.8 | 19.2 | 116 | 2227.2 | 0.8
GA | hard coal ccs | Fall | 0.8 | 0.8 | 0.8 | 0.8 | 0.8 | 0.8 | 0.8 | 0.8 | 0.8 | 0.8 | 0.8 | 0.8 | 0.8 | 0.8 | 0.8 | 0.8 | 0.8 | 0.8 | 0.8 | 0.8 | 0.8 | 0.8 | 0.8 | 0.8 | 19.2 | 74 | 1420.8 | 0.8
GA | hard coal ccs | Summer Peak | 0.8 | 0.8 | 0.8 | 0.8 | 0.8 | 0.8 | 0.8 | 0.8 | 0.8 | 0.8 | 0.8 | 0.8 | 0.8 | 0.8 | 0.8 | 0.8 | 0.8 | 0.8 | 0.8 | 0.8 | 0.8 | 0.8 | 0.8 | 0.8 | 19.2 | 9 | 172.8 | 0.8
GA | hard coal ccs | Winter Peak | 0.8 | 0.8 | 0.8 | 0.8 | 0.8 | 0.8 | 0.8 | 0.8 | 0.8 | 0.8 | 0.8 | 0.8 | 0.8 | 0.8 | 0.8 | 0.8 | 0.8 | 0.8 | 0.8 | 0.8 | 0.8 | 0.8 | 0.8 | 0.8 | 19.2 | 37 | 710.4 | 0.8
GA | hard coal | Winter | 0.3715 | 0.3715 | 0.3715 | 0.3715 | 0.3715 | 0.3715 | 0.3715 | 0.3715 | 0.3715 | 0.3715 | 0.3715 | 0.3715 | 0.3715 | 0.3715 | 0.3715 | 0.3715 | 0.3715 | 0.3715 | 0.3715 | 0.3715 | 0.3715 | 0.3715 | 0.3715 | 0.3715 | 8.916 | 64 | 570.624 | 0.3715
GA | hard coal | Spring | 0.3715 | 0.3715 | 0.3715 | 0.3715 | 0.3715 | 0.3715 | 0.3715 | 0.3715 | 0.3715 | 0.3715 | 0.3715 | 0.3715 | 0.3715 | 0.3715 | 0.3715 | 0.3715 | 0.3715 | 0.3715 | 0.3715 | 0.3715 | 0.3715 | 0.3715 | 0.3715 | 0.3715 | 8.916 | 65 | 579.54 | 0.3715
GA | hard coal | Summer | 0.3715 | 0.3715 | 0.3715 | 0.3715 | 0.3715 | 0.3715 | 0.3715 | 0.3715 | 0.3715 | 0.3715 | 0.3715 | 0.3715 | 0.3715 | 0.3715 | 0.3715 | 0.3715 | 0.3715 | 0.3715 | 0.3715 | 0.3715 | 0.3715 | 0.3715 | 0.3715 | 0.3715 | 8.916 | 116 | 1034.256 | 0.3715
GA | hard coal | Fall | 0.3715 | 0.3715 | 0.3715 | 0.3715 | 0.3715 | 0.3715 | 0.3715 | 0.3715 | 0.3715 | 0.3715 | 0.3715 | 0.3715 | 0.3715 | 0.3715 | 0.3715 | 0.3715 | 0.3715 | 0.3715 | 0.3715 | 0.3715 | 0.3715 | 0.3715 | 0.3715 | 0.3715 | 8.916 | 74 | 659.784 | 0.3715
GA | hard coal | Summer Peak | 0.3715 | 0.3715 | 0.3715 | 0.3715 | 0.3715 | 0.3715 | 0.3715 | 0.3715 | 0.3715 | 0.3715 | 0.3715 | 0.3715 | 0.3715 | 0.3715 | 0.3715 | 0.3715 | 0.3715 | 0.3715 | 0.3715 | 0.3715 | 0.3715 | 0.3715 | 0.3715 | 0.3715 | 8.916 | 9 | 80.244 | 0.3715
GA | hard coal | Winter Peak | 0.3715 | 0.3715 | 0.3715 | 0.3715 | 0.3715 | 0.3715 | 0.3715 | 0.3715 | 0.3715 | 0.3715 | 0.3715 | 0.3715 | 0.3715 | 0.3715 | 0.3715 | 0.3715 | 0.3715 | 0.3715 | 0.3715 | 0.3715 | 0.3715 | 0.3715 | 0.3715 | 0.3715 | 8.916 | 37 | 329.892 | 0.3715
GA | heavy or residual fuel oil | Winter | 0 | 0 | 0 | 0 | 0 | 0 | 0 | 0 | 0 | 0 | 0 | 0 | 0 | 0 | 0 | 0 | 0 | 0 | 0 | 0 | 0 | 0 | 0 | 0 | 0 | 64 | 0 | 0
GA | heavy or residual fuel oil | Spring | 0 | 0 | 0 | 0 | 0 | 0 | 0 | 0 | 0 | 0 | 0 | 0 | 0 | 0 | 0 | 0 | 0 | 0 | 0.00056742 | 0.00028371 | 0 | 0 | 0 | 0 | 0.00085113 | 65 | 0.055323 | 0.00056742
GA | heavy or residual fuel oil | Summer | 0 | 0 | 0 | 0 | 0 | 0 | 0 | 0 | 0 | 0 | 0 | 0 | 0.00060003 | 0.0015001 | 0.12211 | 0.24241 | 0.54093 | 0.95 | 0.95 | 0.72164 | 0.12211 | 0 | 0 | 0 | 3.6513 | 116 | 423.5494 | 0.95
GA | heavy or residual fuel oil | Fall | 0 | 0 | 0 | 0 | 0 | 0 | 0 | 0 | 0 | 0 | 0 | 0 | 0 | 0 | 0 | 0 | 0 | 0.0012837 | 0.0012837 | 0.00042789 | 0 | 0 | 0 | 0 | 0.0029952 | 74 | 0.22165 | 0.0012837
GA | heavy or residual fuel oil | Summer Peak | 0 | 0 | 0 | 0 | 0 | 0 | 0 | 0 | 0 | 0 | 0 | 0 | 0 | 0 | 0.026101 | 0.026101 | 0.95 | 0.95 | 0.95 | 0.95 | 0 | 0 | 0 | 0 | 3.8522 | 9 | 34.6698 | 0.95
GA | heavy or residual fuel oil | Winter Peak | 0 | 0 | 0 | 0 | 0 | 0 | 0 | 0 | 0 | 0 | 0 | 0 | 0 | 0 | 0 | 0 | 0 | 0 | 0 | 0 | 0 | 0 | 0 | 0 | 0 | 37 | 0 | 0
GA | hydro | Winter | 0.091262 | 0.091262 | 0.091262 | 0.091262 | 0.091262 | 0.091262 | 0.11037 | 0.10145 | 0.091262 | 0.091262 | 0.091262 | 0.091262 | 0.091262 | 0.091262 | 0.091262 | 0.092426 | 0.14006 | 0.27853 | 0.52963 | 0.51659 | 0.38649 | 0.15565 | 0.11163 | 0.097276 | 3.7065 | 64 | 237.2174 | 0.52963
GA | hydro | Spring | 0.087176 | 0.087176 | 0.087176 | 0.087176 | 0.087176 | 0.094482 | 0.096492 | 0.087176 | 0.087176 | 0.087176 | 0.087176 | 0.087176 | 0.094613 | 0.12785 | 0.14992 | 0.19051 | 0.22716 | 0.39451 | 0.57629 | 0.45997 | 0.24438 | 0.10735 | 0.087176 | 0.087176 | 3.8096 | 65 | 247.6269 | 0.57629
GA | hydro | Summer | 0.094462 | 0.094462 | 0.094462 | 0.094462 | 0.099988 | 0.10591 | 0.1382 | 0.13942 | 0.11112 | 0.094462 | 0.094462 | 0.094462 | 0.10138 | 0.10079 | 0.10972 | 0.1195 | 0.16716 | 0.37857 | 0.56707 | 0.49228 | 0.29602 | 0.13517 | 0.1057 | 0.09567 | 3.9249 | 116 | 455.289 | 0.56707
GA | hydro | Fall | 0.093254 | 0.093254 | 0.093254 | 0.093254 | 0.093254 | 0.093254 | 0.13321 | 0.12263 | 0.093254 | 0.093254 | 0.093254 | 0.097182 | 0.10176 | 0.10385 | 0.1127 | 0.12032 | 0.15886 | 0.35232 | 0.58655 | 0.47984 | 0.29922 | 0.15171 | 0.094104 | 0.093254 | 3.8468 | 74 | 284.662 | 0.58655
GA | hydro | Summer Peak | 0.087462 | 0.087462 | 0.087462 | 0.087462 | 0.087462 | 0.087462 | 0.087462 | 0.087462 | 0.087462 | 0.087462 | 0.087462 | 0.087462 | 0.12948 | 0.15685 | 0.17457 | 0.21718 | 0.29845 | 0.54596 | 0.6637 | 0.42014 | 0.24688 | 0.087462 | 0.087462 | 0.087462 | 4.1651 | 9 | 37.4861 | 0.6637
GA | hydro | Winter Peak | 0.1064 | 0.1064 | 0.1064 | 0.1064 | 0.10995 | 0.12402 | 0.24735 | 0.22246 | 0.1064 | 0.1064 | 0.1064 | 0.11321 | 0.12089 | 0.1064 | 0.1064 | 0.1064 | 0.12402 | 0.44569 | 0.67741 | 0.52326 | 0.33653 | 0.19804 | 0.10979 | 0.1064 | 4.523 | 37 | 167.3506 | 0.67741
GA | hydrogen combined cycle | Winter | 0.42237 | 0.41185 | 0.40992 | 0.41353 | 0.43325 | 0.50777 | 0.58202 | 0.56334 | 0.48248 | 0.44058 | 0.43231 | 0.42392 | 0.41765 | 0.4066 | 0.4051 | 0.4249 | 0.52656 | 0.75408 | 0.77401 | 0.77411 | 0.72566 | 0.62038 | 0.5072 | 0.44842 | 12.308 | 64 | 787.7147 | 0.77411
GA | hydrogen combined cycle | Spring | 0.56761 | 0.55154 | 0.54809 | 0.54914 | 0.56464 | 0.65163 | 0.62914 | 0.58448 | 0.58824 | 0.61545 | 0.66706 | 0.69913 | 0.72007 | 0.72703 | 0.74223 | 0.76876 | 0.82233 | 0.95308 | 0.9976 | 1 | 0.99642 | 0.93822 | 0.82891 | 0.71281 | 17.4236 | 65 | 1132.5351 | 1
GA | hydrogen combined cycle | Summer | 0.86701 | 0.7952 | 0.73974 | 0.72884 | 0.73636 | 0.75876 | 0.72165 | 0.73671 | 0.83554 | 0.93918 | 1 | 1 | 1 | 1 | 1 | 1 | 1 | 1 | 1 | 1 | 1 | 1 | 1 | 0.98778 | 21.8468 | 116 | 2534.226 | 1
GA | hydrogen combined cycle | Fall | 0.61394 | 0.5774 | 0.56693 | 0.57085 | 0.61141 | 0.66946 | 0.67571 | 0.63742 | 0.63882 | 0.67205 | 0.71823 | 0.77392 | 0.81572 | 0.84456 | 0.87311 | 0.90577 | 1 | 1 | 1 | 1 | 1 | 0.95515 | 0.76911 | 0.68933 | 18.5789 | 74 | 1374.8386 | 1
GA | hydrogen combined cycle | Summer Peak | 0.89683 | 0.72954 | 0.72954 | 0.72954 | 0.72954 | 0.79844 | 0.72954 | 0.75251 | 1 | 1 | 1 | 1 | 1 | 1 | 1 | 1 | 1 | 1 | 1 | 1 | 1 | 1 | 1 | 1 | 22.0955 | 9 | 198.8592 | 1
GA | hydrogen combined cycle | Winter Peak | 0.1722 | 0.1722 | 0.1722 | 0.1722 | 0.1722 | 0.1722 | 0.34438 | 0.34438 | 0.1722 | 0.1722 | 0.1722 | 0.1722 | 0.1722 | 0.1722 | 0.1722 | 0.22139 | 0.34438 | 1 | 1 | 1 | 1 | 1 | 0.7314 | 0.70843 | 9.9329 | 37 | 367.5178 | 1
GA | hydrogen ct | Winter | 4.3525e-08 | 4.3525e-08 | 4.3525e-08 | 4.3525e-08 | 4.3525e-08 | 4.3525e-08 | 4.3525e-08 | 4.3525e-08 | 4.3525e-08 | 4.3525e-08 | 4.3525e-08 | 4.3525e-08 | 4.3525e-08 | 4.3525e-08 | 4.3525e-08 | 4.3525e-08 | 4.3525e-08 | 4.3525e-08 | 4.3525e-08 | 4.3525e-08 | 4.3525e-08 | 4.3525e-08 | 4.3525e-08 | 4.3525e-08 | 1.0446e-06 | 64 | 6.6855e-05 | 4.3525e-08
GA | hydrogen ct | Spring | 4.3525e-08 | 4.3525e-08 | 4.3525e-08 | 4.3525e-08 | 4.3525e-08 | 4.3525e-08 | 4.3525e-08 | 4.3525e-08 | 4.3525e-08 | 4.3525e-08 | 4.3525e-08 | 5.5065e-06 | 0.028101 | 0.12696 | 0.26628 | 0.45185 | 0.65642 | 0.95344 | 1 | 0.85513 | 0.20617 | 1.9164e-05 | 4.3525e-08 | 4.3525e-08 | 4.5444 | 65 | 295.3845 | 1
GA | hydrogen ct | Summer | 4.3525e-08 | 4.3525e-08 | 4.3525e-08 | 4.3525e-08 | 4.3525e-08 | 4.3525e-08 | 0.0072144 | 4.3525e-08 | 4.3525e-08 | 4.3525e-08 | 4.3525e-08 | 4.3525e-08 | 4.6352e-06 | 0.010279 | 0.044385 | 0.078603 | 0.11579 | 0.16741 | 0.2238 | 0.17091 | 0.068005 | 6.1658e-06 | 4.3525e-08 | 4.3525e-08 | 0.88641 | 116 | 102.8234 | 0.2238
GA | hydrogen ct | Fall | 4.3525e-08 | 4.3525e-08 | 4.3525e-08 | 4.3525e-08 | 4.3525e-08 | 4.3525e-08 | 4.3525e-08 | 4.3525e-08 | 4.3525e-08 | 4.3525e-08 | 4.3525e-08 | 4.3525e-08 | 0.00068743 | 0.029811 | 0.044404 | 0.048859 | 0.048861 | 0.067373 | 0.09788 | 0.04886 | 0.025014 | 2.4428e-06 | 4.3525e-08 | 4.3525e-08 | 0.41175 | 74 | 30.4696 | 0.09788
GA | hydrogen ct | Summer Peak | 4.3525e-08 | 4.3525e-08 | 4.3525e-08 | 4.3525e-08 | 4.3525e-08 | 4.3525e-08 | 4.3525e-08 | 4.3525e-08 | 4.3525e-08 | 4.3525e-08 | 4.3525e-08 | 4.3525e-08 | 0.10144 | 0.23949 | 0.34116 | 0.41865 | 0.55389 | 0.99356 | 1 | 0.78208 | 0.24516 | 4.3525e-08 | 4.3525e-08 | 4.3525e-08 | 4.6754 | 9 | 42.079 | 1
GA | hydrogen ct | Winter Peak | 4.3525e-08 | 4.3525e-08 | 4.3525e-08 | 4.3525e-08 | 4.3525e-08 | 4.3525e-08 | 0.023988 | 0.015079 | 4.3525e-08 | 4.3525e-08 | 4.3525e-08 | 4.3525e-08 | 4.3525e-08 | 4.3525e-08 | 4.3525e-08 | 4.3525e-08 | 4.3525e-08 | 4.3525e-08 | 0.0013748 | 0.0013748 | 4.3525e-08 | 4.3525e-08 | 4.3525e-08 | 4.3525e-08 | 0.041818 | 37 | 1.5473 | 0.023988
GA | lignite ccs | Winter | 0.8 | 0.8 | 0.8 | 0.8 | 0.8 | 0.8 | 0.8 | 0.8 | 0.8 | 0.8 | 0.8 | 0.8 | 0.8 | 0.8 | 0.8 | 0.8 | 0.8 | 0.8 | 0.8 | 0.8 | 0.8 | 0.8 | 0.8 | 0.8 | 19.2 | 64 | 1228.8 | 0.8
GA | lignite ccs | Spring | 0.8 | 0.8 | 0.8 | 0.8 | 0.8 | 0.8 | 0.8 | 0.8 | 0.8 | 0.8 | 0.8 | 0.8 | 0.8 | 0.8 | 0.8 | 0.8 | 0.8 | 0.8 | 0.8 | 0.8 | 0.8 | 0.8 | 0.8 | 0.8 | 19.2 | 65 | 1248 | 0.8
GA | lignite ccs | Summer | 0.8 | 0.8 | 0.8 | 0.8 | 0.8 | 0.8 | 0.8 | 0.8 | 0.8 | 0.8 | 0.8 | 0.8 | 0.8 | 0.8 | 0.8 | 0.8 | 0.8 | 0.8 | 0.8 | 0.8 | 0.8 | 0.8 | 0.8 | 0.8 | 19.2 | 116 | 2227.2 | 0.8
GA | lignite ccs | Fall | 0.8 | 0.8 | 0.8 | 0.8 | 0.8 | 0.8 | 0.8 | 0.8 | 0.8 | 0.8 | 0.8 | 0.8 | 0.8 | 0.8 | 0.8 | 0.8 | 0.8 | 0.8 | 0.8 | 0.8 | 0.8 | 0.8 | 0.8 | 0.8 | 19.2 | 74 | 1420.8 | 0.8
GA | lignite ccs | Summer Peak | 0.8 | 0.8 | 0.8 | 0.8 | 0.8 | 0.8 | 0.8 | 0.8 | 0.8 | 0.8 | 0.8 | 0.8 | 0.8 | 0.8 | 0.8 | 0.8 | 0.8 | 0.8 | 0.8 | 0.8 | 0.8 | 0.8 | 0.8 | 0.8 | 19.2 | 9 | 172.8 | 0.8
GA | lignite ccs | Winter Peak | 0.8 | 0.8 | 0.8 | 0.8 | 0.8 | 0.8 | 0.8 | 0.8 | 0.8 | 0.8 | 0.8 | 0.8 | 0.8 | 0.8 | 0.8 | 0.8 | 0.8 | 0.8 | 0.8 | 0.8 | 0.8 | 0.8 | 0.8 | 0.8 | 19.2 | 37 | 710.4 | 0.8
GA | lignite | Winter | 0.638 | 0.638 | 0.638 | 0.638 | 0.638 | 0.638 | 0.638 | 0.638 | 0.638 | 0.638 | 0.638 | 0.638 | 0.638 | 0.638 | 0.638 | 0.638 | 0.638 | 0.638 | 0.638 | 0.638 | 0.638 | 0.638 | 0.638 | 0.638 | 15.312 | 64 | 979.968 | 0.638
GA | lignite | Spring | 0.638 | 0.638 | 0.638 | 0.638 | 0.638 | 0.638 | 0.638 | 0.638 | 0.638 | 0.638 | 0.638 | 0.638 | 0.638 | 0.638 | 0.638 | 0.638 | 0.638 | 0.638 | 0.638 | 0.638 | 0.638 | 0.638 | 0.638 | 0.638 | 15.312 | 65 | 995.28 | 0.638
GA | lignite | Summer | 0.638 | 0.638 | 0.638 | 0.638 | 0.638 | 0.638 | 0.638 | 0.638 | 0.638 | 0.638 | 0.638 | 0.638 | 0.638 | 0.638 | 0.638 | 0.638 | 0.638 | 0.638 | 0.638 | 0.638 | 0.638 | 0.638 | 0.638 | 0.638 | 15.312 | 116 | 1776.192 | 0.638
GA | lignite | Fall | 0.638 | 0.638 | 0.638 | 0.638 | 0.638 | 0.638 | 0.638 | 0.638 | 0.638 | 0.638 | 0.638 | 0.638 | 0.638 | 0.638 | 0.638 | 0.638 | 0.638 | 0.638 | 0.638 | 0.638 | 0.638 | 0.638 | 0.638 | 0.638 | 15.312 | 74 | 1133.088 | 0.638
GA | lignite | Summer Peak | 0.638 | 0.638 | 0.638 | 0.638 | 0.638 | 0.638 | 0.638 | 0.638 | 0.638 | 0.638 | 0.638 | 0.638 | 0.638 | 0.638 | 0.638 | 0.638 | 0.638 | 0.638 | 0.638 | 0.638 | 0.638 | 0.638 | 0.638 | 0.638 | 15.312 | 9 | 137.808 | 0.638
GA | lignite | Winter Peak | 0.638 | 0.638 | 0.638 | 0.638 | 0.638 | 0.638 | 0.638 | 0.638 | 0.638 | 0.638 | 0.638 | 0.638 | 0.638 | 0.638 | 0.638 | 0.638 | 0.638 | 0.638 | 0.638 | 0.638 | 0.638 | 0.638 | 0.638 | 0.638 | 15.312 | 37 | 566.544 | 0.638
GA | municipal solid waste | Winter | 0.73426 | 0.73426 | 0.73426 | 0.73426 | 0.73426 | 0.73426 | 0.73426 | 0.73426 | 0.73426 | 0.73426 | 0.73426 | 0.73426 | 0.73426 | 0.73426 | 0.73426 | 0.73426 | 0.73426 | 0.73426 | 0.73426 | 0.73426 | 0.73426 | 0.73426 | 0.73426 | 0.73426 | 17.6223 | 64 | 1127.8297 | 0.73426
GA | municipal solid waste | Spring | 0.73426 | 0.73426 | 0.73426 | 0.73404 | 0.73404 | 0.73404 | 0.73404 | 0.73404 | 0.73404 | 0.73404 | 0.73426 | 0.73426 | 0.73426 | 0.73426 | 0.73426 | 0.73426 | 0.73426 | 0.73426 | 0.73426 | 0.73426 | 0.73426 | 0.73426 | 0.73426 | 0.73426 | 17.6208 | 65 | 1145.3514 | 0.73426
GA | municipal solid waste | Summer | 0.73403 | 0.73403 | 0.7338 | 0.7338 | 0.7338 | 0.7338 | 0.7338 | 0.7338 | 0.7338 | 0.73426 | 0.73426 | 0.73426 | 0.73426 | 0.73426 | 0.73426 | 0.73426 | 0.73426 | 0.73426 | 0.73426 | 0.73426 | 0.73426 | 0.73426 | 0.73426 | 0.73403 | 17.6184 | 116 | 2043.7302 | 0.73426
GA | municipal solid waste | Fall | 0.73426 | 0.73426 | 0.73426 | 0.73426 | 0.73426 | 0.73426 | 0.73426 | 0.73426 | 0.73426 | 0.73426 | 0.73426 | 0.73426 | 0.73426 | 0.73426 | 0.73426 | 0.73426 | 0.73426 | 0.73426 | 0.73426 | 0.73426 | 0.73426 | 0.73426 | 0.73426 | 0.73426 | 17.6223 | 74 | 1304.0531 | 0.73426
GA | municipal solid waste | Summer Peak | 0.73426 | 0.73426 | 0.73426 | 0.73426 | 0.73426 | 0.73426 | 0.73426 | 0.73426 | 0.73426 | 0.73426 | 0.73426 | 0.73426 | 0.73426 | 0.73426 | 0.73426 | 0.73426 | 0.73426 | 0.73426 | 0.73426 | 0.73426 | 0.73426 | 0.73426 | 0.73426 | 0.73426 | 17.6223 | 9 | 158.6011 | 0.73426
GA | municipal solid waste | Winter Peak | 0.73426 | 0.73426 | 0.73426 | 0.73426 | 0.73426 | 0.73426 | 0.73426 | 0.73426 | 0.73426 | 0.73426 | 0.73426 | 0.73426 | 0.73426 | 0.73426 | 0.73426 | 0.73426 | 0.73426 | 0.73426 | 0.73426 | 0.73426 | 0.73426 | 0.73426 | 0.73426 | 0.73426 | 17.6223 | 37 | 652.0265 | 0.73426
GA | natural gas peaker | Winter | 4.3525e-08 | 4.3525e-08 | 4.3525e-08 | 4.3525e-08 | 4.3525e-08 | 4.3525e-08 | 4.3525e-08 | 4.3525e-08 | 4.3525e-08 | 4.3525e-08 | 4.3525e-08 | 4.3525e-08 | 4.3525e-08 | 4.3525e-08 | 4.3525e-08 | 4.3525e-08 | 4.3525e-08 | 4.3525e-08 | 4.3525e-08 | 4.3525e-08 | 4.3525e-08 | 4.3525e-08 | 4.3525e-08 | 4.3525e-08 | 1.0446e-06 | 64 | 6.6855e-05 | 4.3525e-08
GA | natural gas peaker | Spring | 4.3525e-08 | 4.3525e-08 | 4.3525e-08 | 4.3525e-08 | 4.3525e-08 | 4.3525e-08 | 4.3525e-08 | 4.3525e-08 | 4.3525e-08 | 4.3525e-08 | 4.3525e-08 | 5.5065e-06 | 0.028101 | 0.12696 | 0.26628 | 0.45185 | 0.65642 | 0.95344 | 1 | 0.85513 | 0.20617 | 1.9164e-05 | 4.3525e-08 | 4.3525e-08 | 4.5444 | 65 | 295.3845 | 1
GA | natural gas peaker | Summer | 4.3525e-08 | 4.3525e-08 | 4.3525e-08 | 4.3525e-08 | 4.3525e-08 | 4.3525e-08 | 0.0072144 | 4.3525e-08 | 4.3525e-08 | 4.3525e-08 | 4.3525e-08 | 4.3525e-08 | 4.6352e-06 | 0.010279 | 0.044385 | 0.078603 | 0.11579 | 0.16741 | 0.2238 | 0.17091 | 0.068005 | 6.1658e-06 | 4.3525e-08 | 4.3525e-08 | 0.88641 | 116 | 102.8234 | 0.2238
GA | natural gas peaker | Fall | 4.3525e-08 | 4.3525e-08 | 4.3525e-08 | 4.3525e-08 | 4.3525e-08 | 4.3525e-08 | 4.3525e-08 | 4.3525e-08 | 4.3525e-08 | 4.3525e-08 | 4.3525e-08 | 4.3525e-08 | 0.00068743 | 0.029811 | 0.044404 | 0.048859 | 0.048861 | 0.067373 | 0.09788 | 0.04886 | 0.025014 | 2.4428e-06 | 4.3525e-08 | 4.3525e-08 | 0.41175 | 74 | 30.4696 | 0.09788
GA | natural gas peaker | Summer Peak | 4.3525e-08 | 4.3525e-08 | 4.3525e-08 | 4.3525e-08 | 4.3525e-08 | 4.3525e-08 | 4.3525e-08 | 4.3525e-08 | 4.3525e-08 | 4.3525e-08 | 4.3525e-08 | 4.3525e-08 | 0.10144 | 0.23949 | 0.34116 | 0.41865 | 0.55389 | 0.99356 | 1 | 0.78208 | 0.24516 | 4.3525e-08 | 4.3525e-08 | 4.3525e-08 | 4.6754 | 9 | 42.079 | 1
GA | natural gas peaker | Winter Peak | 4.3525e-08 | 4.3525e-08 | 4.3525e-08 | 4.3525e-08 | 4.3525e-08 | 4.3525e-08 | 0.023988 | 0.015079 | 4.3525e-08 | 4.3525e-08 | 4.3525e-08 | 4.3525e-08 | 4.3525e-08 | 4.3525e-08 | 4.3525e-08 | 4.3525e-08 | 4.3525e-08 | 4.3525e-08 | 0.0013748 | 0.0013748 | 4.3525e-08 | 4.3525e-08 | 4.3525e-08 | 4.3525e-08 | 0.041818 | 37 | 1.5473 | 0.023988
GA | nuclear | Winter | 0.90049 | 0.90049 | 0.90049 | 0.90049 | 0.90049 | 0.90049 | 0.90049 | 0.899 | 0.90049 | 0.90049 | 0.90049 | 0.90049 | 0.90049 | 0.90049 | 0.90049 | 0.90049 | 0.90049 | 0.90049 | 0.90049 | 0.90049 | 0.90049 | 0.90049 | 0.90049 | 0.90049 | 21.6103 | 64 | 1383.0577 | 0.90049
GA | nuclear | Spring | 0.90049 | 0.90049 | 0.90049 | 0.90049 | 0.90049 | 0.90049 | 0.89902 | 0.89902 | 0.90049 | 0.90049 | 0.90049 | 0.90049 | 0.90049 | 0.90049 | 0.90049 | 0.90049 | 0.90049 | 0.90049 | 0.90049 | 0.90049 | 0.90049 | 0.90049 | 0.90049 | 0.90049 | 21.6088 | 65 | 1404.5737 | 0.90049
GA | nuclear | Summer | 0.90049 | 0.90049 | 0.90049 | 0.90049 | 0.90049 | 0.90049 | 0.89586 | 0.89701 | 0.90049 | 0.90049 | 0.90049 | 0.90049 | 0.90049 | 0.90049 | 0.90049 | 0.90049 | 0.90049 | 0.90049 | 0.90049 | 0.90049 | 0.90049 | 0.90049 | 0.90049 | 0.90049 | 21.6037 | 116 | 2506.025 | 0.90049
GA | nuclear | Fall | 0.8992 | 0.90049 | 0.90049 | 0.90049 | 0.90049 | 0.90049 | 0.8979 | 0.89841 | 0.90049 | 0.90049 | 0.90049 | 0.90049 | 0.90049 | 0.90049 | 0.90049 | 0.90049 | 0.90049 | 0.90049 | 0.90049 | 0.90049 | 0.90049 | 0.90049 | 0.90049 | 0.90049 | 21.6058 | 74 | 1598.8301 | 0.90049
GA | nuclear | Summer Peak | 0.90049 | 0.90049 | 0.90049 | 0.90049 | 0.90049 | 0.90049 | 0.90049 | 0.90049 | 0.90049 | 0.90049 | 0.90049 | 0.90049 | 0.90049 | 0.90049 | 0.90049 | 0.90049 | 0.90049 | 0.90049 | 0.90049 | 0.90049 | 0.90049 | 0.90049 | 0.90049 | 0.90049 | 21.6118 | 9 | 194.5059 | 0.90049
GA | nuclear | Winter Peak | 0.90049 | 0.90049 | 0.90049 | 0.90049 | 0.90049 | 0.90049 | 0.90049 | 0.90049 | 0.90049 | 0.90049 | 0.90049 | 0.90049 | 0.90049 | 0.90049 | 0.90049 | 0.90049 | 0.90049 | 0.90049 | 0.90049 | 0.90049 | 0.90049 | 0.90049 | 0.90049 | 0.90049 | 21.6118 | 37 | 799.6355 | 0.90049
GA | offshore wind | Winter | 0.39284 | 0.38285 | 0.37223 | 0.36682 | 0.36461 | 0.36097 | 0.35357 | 0.34614 | 0.33751 | 0.33085 | 0.32543 | 0.32219 | 0.32647 | 0.33457 | 0.34546 | 0.35906 | 0.37353 | 0.3835 | 0.39076 | 0.39694 | 0.39946 | 0.39856 | 0.396 | 0.39488 | 8.7552 | 64 | 560.3314 | 0.39946
GA | offshore wind | Spring | 0.3862 | 0.37965 | 0.37565 | 0.36983 | 0.363 | 0.35518 | 0.34736 | 0.33722 | 0.32932 | 0.32278 | 0.31869 | 0.32381 | 0.33249 | 0.34174 | 0.35419 | 0.36774 | 0.37709 | 0.38216 | 0.38815 | 0.39354 | 0.3985 | 0.40026 | 0.39964 | 0.39369 | 8.7379 | 65 | 567.9615 | 0.40026
GA | offshore wind | Summer | 0.39664 | 0.39011 | 0.38446 | 0.37635 | 0.3731 | 0.36748 | 0.36066 | 0.35038 | 0.34053 | 0.33022 | 0.32549 | 0.32433 | 0.32887 | 0.33802 | 0.34844 | 0.35812 | 0.37061 | 0.37925 | 0.38538 | 0.39226 | 0.39331 | 0.39195 | 0.38815 | 0.38424 | 8.7783 | 116 | 1018.2858 | 0.39664
GA | offshore wind | Fall | 0.35514 | 0.35124 | 0.34766 | 0.34367 | 0.34021 | 0.33903 | 0.33513 | 0.32683 | 0.31568 | 0.30677 | 0.30176 | 0.29952 | 0.30687 | 0.31801 | 0.32997 | 0.3442 | 0.35651 | 0.36696 | 0.3755 | 0.38169 | 0.38443 | 0.38459 | 0.38133 | 0.37426 | 8.267 | 74 | 611.7559 | 0.38459
GA | offshore wind | Summer Peak | 0.30597 | 0.29358 | 0.28346 | 0.2706 | 0.26595 | 0.25803 | 0.24756 | 0.23492 | 0.22436 | 0.21711 | 0.21437 | 0.21639 | 0.22978 | 0.25182 | 0.27436 | 0.29136 | 0.30131 | 0.31314 | 0.32547 | 0.32127 | 0.31337 | 0.31091 | 0.30727 | 0.30769 | 6.58 | 9 | 59.2203 | 0.32547
GA | offshore wind | Winter Peak | 0.40577 | 0.40407 | 0.40582 | 0.40137 | 0.39779 | 0.39473 | 0.38991 | 0.39085 | 0.38449 | 0.37075 | 0.3607 | 0.3547 | 0.35985 | 0.37203 | 0.38118 | 0.39583 | 0.4131 | 0.42701 | 0.43547 | 0.44259 | 0.44411 | 0.44222 | 0.44113 | 0.43505 | 9.6505 | 37 | 357.0692 | 0.44411
GA | onshore wind | Winter | 0.32901 | 0.32907 | 0.33873 | 0.34244 | 0.34606 | 0.34845 | 0.34784 | 0.35067 | 0.34985 | 0.33463 | 0.28479 | 0.24129 | 0.22673 | 0.22432 | 0.22282 | 0.22197 | 0.21896 | 0.23082 | 0.27251 | 0.30715 | 0.32787 | 0.33557 | 0.33621 | 0.33611 | 7.2039 | 64 | 461.0467 | 0.35067
GA | onshore wind | Spring | 0.40432 | 0.40501 | 0.39287 | 0.38183 | 0.36949 | 0.36252 | 0.35588 | 0.33547 | 0.2803 | 0.23218 | 0.21468 | 0.2117 | 0.20967 | 0.20818 | 0.21038 | 0.21529 | 0.22253 | 0.23113 | 0.23853 | 0.26564 | 0.3086 | 0.35852 | 0.39311 | 0.40279 | 7.2106 | 65 | 468.6907 | 0.40501
GA | onshore wind | Summer | 0.37212 | 0.37227 | 0.36353 | 0.35967 | 0.34629 | 0.33369 | 0.31851 | 0.25844 | 0.17453 | 0.15257 | 0.15314 | 0.15163 | 0.15269 | 0.16044 | 0.17476 | 0.19954 | 0.22351 | 0.25652 | 0.28852 | 0.30561 | 0.34222 | 0.37229 | 0.37572 | 0.37185 | 6.5801 | 116 | 763.2868 | 0.37572
GA | onshore wind | Fall | 0.3148 | 0.3187 | 0.31815 | 0.31974 | 0.31987 | 0.32182 | 0.31469 | 0.30547 | 0.27496 | 0.20446 | 0.16366 | 0.14839 | 0.14126 | 0.13653 | 0.13559 | 0.14178 | 0.14924 | 0.15316 | 0.17112 | 0.22294 | 0.27121 | 0.29268 | 0.30595 | 0.30782 | 5.754 | 74 | 425.7948 | 0.32182
GA | onshore wind | Summer Peak | 0.28906 | 0.2794 | 0.26824 | 0.24109 | 0.2261 | 0.20867 | 0.20492 | 0.19283 | 0.089773 | 0.066866 | 0.054023 | 0.04265 | 0.039724 | 0.052981 | 0.058849 | 0.080157 | 0.12353 | 0.16603 | 0.22077 | 0.24578 | 0.30212 | 0.35123 | 0.30644 | 0.29517 | 4.4064 | 9 | 39.6577 | 0.35123
GA | onshore wind | Winter Peak | 0.29936 | 0.299 | 0.31898 | 0.32793 | 0.32351 | 0.31905 | 0.30567 | 0.30651 | 0.3116 | 0.30638 | 0.27821 | 0.24551 | 0.20671 | 0.19333 | 0.18687 | 0.18027 | 0.20312 | 0.2498 | 0.30103 | 0.32404 | 0.33508 | 0.33696 | 0.33758 | 0.34543 | 6.8419 | 37 | 253.1512 | 0.34543
GA | petroleum | Winter | 4.3525e-08 | 4.3525e-08 | 4.3525e-08 | 4.3525e-08 | 4.3525e-08 | 4.3525e-08 | 4.3525e-08 | 4.3525e-08 | 4.3525e-08 | 4.3525e-08 | 4.3525e-08 | 4.3525e-08 | 4.3525e-08 | 4.3525e-08 | 4.3525e-08 | 4.3525e-08 | 4.3525e-08 | 4.3525e-08 | 4.3525e-08 | 4.3525e-08 | 4.3525e-08 | 4.3525e-08 | 4.3525e-08 | 4.3525e-08 | 1.0446e-06 | 64 | 6.6855e-05 | 4.3525e-08
GA | petroleum | Spring | 4.3525e-08 | 4.3525e-08 | 4.3525e-08 | 4.3525e-08 | 4.3525e-08 | 4.3525e-08 | 4.3525e-08 | 4.3525e-08 | 4.3525e-08 | 4.3525e-08 | 4.3525e-08 | 5.5065e-06 | 0.028101 | 0.12696 | 0.26628 | 0.45185 | 0.65642 | 0.95344 | 1 | 0.85513 | 0.20617 | 1.9164e-05 | 4.3525e-08 | 4.3525e-08 | 4.5444 | 65 | 295.3845 | 1
GA | petroleum | Summer | 4.3525e-08 | 4.3525e-08 | 4.3525e-08 | 4.3525e-08 | 4.3525e-08 | 4.3525e-08 | 0.0072144 | 4.3525e-08 | 4.3525e-08 | 4.3525e-08 | 4.3525e-08 | 4.3525e-08 | 4.6352e-06 | 0.010279 | 0.044385 | 0.078603 | 0.11579 | 0.16741 | 0.2238 | 0.17091 | 0.068005 | 6.1658e-06 | 4.3525e-08 | 4.3525e-08 | 0.88641 | 116 | 102.8234 | 0.2238
GA | petroleum | Fall | 4.3525e-08 | 4.3525e-08 | 4.3525e-08 | 4.3525e-08 | 4.3525e-08 | 4.3525e-08 | 4.3525e-08 | 4.3525e-08 | 4.3525e-08 | 4.3525e-08 | 4.3525e-08 | 4.3525e-08 | 0.00068743 | 0.029811 | 0.044404 | 0.048859 | 0.048861 | 0.067373 | 0.09788 | 0.04886 | 0.025014 | 2.4428e-06 | 4.3525e-08 | 4.3525e-08 | 0.41175 | 74 | 30.4696 | 0.09788
GA | petroleum | Summer Peak | 4.3525e-08 | 4.3525e-08 | 4.3525e-08 | 4.3525e-08 | 4.3525e-08 | 4.3525e-08 | 4.3525e-08 | 4.3525e-08 | 4.3525e-08 | 4.3525e-08 | 4.3525e-08 | 4.3525e-08 | 0.10144 | 0.23949 | 0.34116 | 0.41865 | 0.55389 | 0.99356 | 1 | 0.78208 | 0.24516 | 4.3525e-08 | 4.3525e-08 | 4.3525e-08 | 4.6754 | 9 | 42.079 | 1
GA | petroleum | Winter Peak | 4.3525e-08 | 4.3525e-08 | 4.3525e-08 | 4.3525e-08 | 4.3525e-08 | 4.3525e-08 | 0.023988 | 0.015079 | 4.3525e-08 | 4.3525e-08 | 4.3525e-08 | 4.3525e-08 | 4.3525e-08 | 4.3525e-08 | 4.3525e-08 | 4.3525e-08 | 4.3525e-08 | 4.3525e-08 | 0.0013748 | 0.0013748 | 4.3525e-08 | 4.3525e-08 | 4.3525e-08 | 4.3525e-08 | 0.041818 | 37 | 1.5473 | 0.023988
GA | pumped hydro | Winter | 0 | 0 | 0 | 0 | 0 | 0 | 0.0042031 | 0.006014 | 0 | 0 | 0 | 0 | 0 | 0 | 0 | 0 | 0.010378 | 0.16816 | 0.59145 | 0.60686 | 0.28176 | 0.03254 | 0 | 0 | 1.7014 | 64 | 108.8869 | 0.60686
GA | pumped hydro | Spring | 0 | 0 | 0 | 0 | 0 | 0.0051033 | 0.011882 | 0 | 0 | 0 | 0 | 0.028167 | 0.1569 | 0.24887 | 0.34245 | 0.43314 | 0.59279 | 0.7225 | 0.78715 | 0.80438 | 0.57332 | 0.14952 | 0 | 0 | 4.8562 | 65 | 315.6523 | 0.80438
GA | pumped hydro | Summer | 0 | 0 | 0 | 0 | 0 | 0.008444 | 0.041717 | 0.016749 | 0 | 0 | 0 | 0 | 0.022443 | 0.046485 | 0.070134 | 0.081892 | 0.18325 | 0.45068 | 0.62456 | 0.60772 | 0.33133 | 0.031115 | 0 | 0 | 2.5165 | 116 | 291.9159 | 0.62456
GA | pumped hydro | Fall | 0 | 0 | 0 | 0 | 0 | 0 | 0.03347 | 0.018854 | 0 | 0 | 0 | 1.0683e-05 | 0 | 0.020601 | 0.044535 | 0.068111 | 0.12122 | 0.41107 | 0.65588 | 0.57021 | 0.27993 | 0.045525 | 0 | 0 | 2.2694 | 74 | 167.937 | 0.65588
GA | pumped hydro | Summer Peak | 0 | 0 | 0 | 0 | 0 | 0 | 0 | 0 | 0 | 0 | 0 | 0.091734 | 0.10181 | 0.27008 | 0.43368 | 0.71176 | 0.73387 | 0.7539 | 0.8256 | 0.8256 | 0.73387 | 0.037935 | 0 | 0 | 5.5198 | 9 | 49.6786 | 0.8256
GA | pumped hydro | Winter Peak | 0 | 0 | 0 | 0 | 0 | 0.022314 | 0.084558 | 0.045955 | 0 | 0 | 0 | 0 | 0 | 0 | 0 | 0 | 0 | 0.055886 | 0.39736 | 0.20106 | 0.048234 | 0 | 0 | 0 | 0.85537 | 37 | 31.6488 | 0.39736
GA | smr | Winter | 0.95439 | 0.95439 | 0.95439 | 0.95439 | 0.95439 | 0.95439 | 0.95439 | 0.95439 | 0.95439 | 0.95439 | 0.95439 | 0.95439 | 0.95439 | 0.95439 | 0.95439 | 0.95439 | 0.95439 | 0.95439 | 0.95439 | 0.95439 | 0.95439 | 0.95439 | 0.95439 | 0.95439 | 22.9055 | 64 | 1465.9501 | 0.95439
GA | smr | Spring | 0.95439 | 0.95439 | 0.95439 | 0.95439 | 0.95439 | 0.95439 | 0.95439 | 0.95439 | 0.95439 | 0.95439 | 0.95439 | 0.95439 | 0.95439 | 0.95439 | 0.95439 | 0.95439 | 0.95439 | 0.95439 | 0.95439 | 0.95439 | 0.95439 | 0.95439 | 0.95439 | 0.95439 | 22.9055 | 65 | 1488.8555 | 0.95439
GA | smr | Summer | 0.95439 | 0.95439 | 0.95439 | 0.95439 | 0.95439 | 0.95439 | 0.95439 | 0.95439 | 0.95439 | 0.95439 | 0.95439 | 0.95439 | 0.95439 | 0.95439 | 0.95439 | 0.95439 | 0.95439 | 0.95439 | 0.95439 | 0.95439 | 0.95439 | 0.95439 | 0.95439 | 0.95439 | 22.9055 | 116 | 2657.0345 | 0.95439
GA | smr | Fall | 0.95439 | 0.95439 | 0.95439 | 0.95439 | 0.95439 | 0.95439 | 0.95439 | 0.95439 | 0.95439 | 0.95439 | 0.95439 | 0.95439 | 0.95439 | 0.95439 | 0.95439 | 0.95439 | 0.95439 | 0.95439 | 0.95439 | 0.95439 | 0.95439 | 0.95439 | 0.95439 | 0.95439 | 22.9055 | 74 | 1695.0048 | 0.95439
GA | smr | Summer Peak | 0.95439 | 0.95439 | 0.95439 | 0.95439 | 0.95439 | 0.95439 | 0.95439 | 0.95439 | 0.95439 | 0.95439 | 0.95439 | 0.95439 | 0.95439 | 0.95439 | 0.95439 | 0.95439 | 0.95439 | 0.95439 | 0.95439 | 0.95439 | 0.95439 | 0.95439 | 0.95439 | 0.95439 | 22.9055 | 9 | 206.1492 | 0.95439
GA | smr | Winter Peak | 0.95439 | 0.95439 | 0.95439 | 0.95439 | 0.95439 | 0.95439 | 0.95439 | 0.95439 | 0.95439 | 0.95439 | 0.95439 | 0.95439 | 0.95439 | 0.95439 | 0.95439 | 0.95439 | 0.95439 | 0.95439 | 0.95439 | 0.95439 | 0.95439 | 0.95439 | 0.95439 | 0.95439 | 22.9055 | 37 | 847.5024 | 0.95439
GA | solar pv dist | Winter | 0 | 0 | 0 | 0 | 0 | 0 | 0.11 | 0.30055 | 0.40981 | 0.43783 | 0.42806 | 0.42337 | 0.418 | 0.52547 | 0.50846 | 0.4447 | 0.26995 | 0.11124 | 0.00070183 | 0 | 0 | 0 | 0 | 0 | 4.3882 | 64 | 280.8416 | 0.52547
GA | solar pv dist | Spring | 0 | 0 | 0 | 0 | 0 | 0 | 0.17189 | 0.28549 | 0.35057 | 0.38734 | 0.40627 | 0.39145 | 0.39682 | 0.49176 | 0.45632 | 0.39731 | 0.32113 | 0.19025 | 0.024514 | 0 | 0 | 0 | 0 | 0 | 4.2711 | 65 | 277.6229 | 0.49176
GA | solar pv dist | Summer | 0 | 0 | 0 | 0 | 0 | 0 | 0.13342 | 0.26112 | 0.35763 | 0.37358 | 0.38563 | 0.38669 | 0.37718 | 0.46931 | 0.44328 | 0.37214 | 0.22952 | 0.14109 | 0.010913 | 0 | 0 | 0 | 0 | 0 | 3.9415 | 116 | 457.2128 | 0.46931
GA | solar pv dist | Fall | 0 | 0 | 0 | 0 | 0 | 0 | 0.12427 | 0.29487 | 0.36958 | 0.3797 | 0.38959 | 0.38964 | 0.37851 | 0.49749 | 0.47824 | 0.41421 | 0.22171 | 0.12098 | 0.0071401 | 0 | 0 | 0 | 0 | 0 | 4.0659 | 74 | 300.8794 | 0.49749
GA | solar pv dist | Summer Peak | 0 | 0 | 0 | 0 | 0 | 0 | 0.14841 | 0.21329 | 0.32243 | 0.34108 | 0.29209 | 0.30523 | 0.33635 | 0.42343 | 0.42199 | 0.44563 | 0.30785 | 0.19018 | 0.015235 | 0 | 0 | 0 | 0 | 0 | 3.7632 | 9 | 33.8688 | 0.44563
GA | solar pv dist | Winter Peak | 0 | 0 | 0 | 0 | 0 | 0 | 0.00041531 | 0.10341 | 0.2405 | 0.29267 | 0.3119 | 0.31915 | 0.32107 | 0.44262 | 0.42023 | 0.36234 | 0.12593 | 0.011565 | 0 | 0 | 0 | 0 | 0 | 0 | 2.9518 | 37 | 109.2163 | 0.44262
GA | solar pv | Winter | 0 | 0 | 0 | 0 | 0 | 0.00052326 | 0.078619 | 0.373 | 0.56713 | 0.63682 | 0.64566 | 0.63762 | 0.62595 | 0.61823 | 0.62035 | 0.58329 | 0.41622 | 0.13305 | 0.00028393 | 0 | 0 | 0 | 0 | 0 | 5.9367 | 64 | 379.9509 | 0.64566
GA | solar pv | Spring | 0 | 0 | 0 | 0 | 0 | 0.013793 | 0.20593 | 0.4091 | 0.5293 | 0.58993 | 0.6034 | 0.60252 | 0.59019 | 0.57143 | 0.53373 | 0.48394 | 0.40391 | 0.2414 | 0.04832 | 0 | 0 | 0 | 0 | 0 | 5.8269 | 65 | 378.7479 | 0.6034
GA | solar pv | Summer | 0 | 0 | 0 | 0 | 0 | 0.010127 | 0.14765 | 0.35551 | 0.50796 | 0.5616 | 0.57599 | 0.57477 | 0.55922 | 0.54228 | 0.52088 | 0.47266 | 0.33209 | 0.14836 | 0.022095 | 0 | 0 | 0 | 0 | 0 | 5.3312 | 116 | 618.42 | 0.57599
GA | solar pv | Fall | 0 | 0 | 0 | 0 | 0 | 0.0058605 | 0.10833 | 0.35952 | 0.52038 | 0.56121 | 0.57062 | 0.56868 | 0.56913 | 0.56601 | 0.5536 | 0.51264 | 0.33872 | 0.13062 | 0.010851 | 0 | 0 | 0 | 0 | 0 | 5.3762 | 74 | 397.8359 | 0.57062
GA | solar pv | Summer Peak | 0 | 0 | 0 | 0 | 0 | 0.0016583 | 0.16121 | 0.35633 | 0.48875 | 0.52582 | 0.52098 | 0.49519 | 0.48679 | 0.48926 | 0.48482 | 0.46599 | 0.38966 | 0.2179 | 0.017799 | 0 | 0 | 0 | 0 | 0 | 5.1022 | 9 | 45.9194 | 0.52582
GA | solar pv | Winter Peak | 0 | 0 | 0 | 0 | 0 | 0 | 2.123e-05 | 0.062319 | 0.30709 | 0.4057 | 0.42629 | 0.44176 | 0.43746 | 0.45381 | 0.45345 | 0.41153 | 0.20622 | 0.0019687 | 0 | 0 | 0 | 0 | 0 | 0 | 3.6076 | 37 | 133.4819 | 0.45381
GA | solar thermal | Winter | 0 | 0 | 0 | 0 | 0 | 0 | 0 | 0 | 0 | 0.08597 | 0.37963 | 0.49887 | 0.49723 | 0.48344 | 0.47116 | 0.48279 | 0.49202 | 0.44649 | 0.21282 | 0.015243 | 0 | 0 | 0 | 0 | 4.0657 | 64 | 260.2026 | 0.49887
GA | solar thermal | Spring | 0 | 0 | 0 | 0 | 0 | 0 | 0 | 0.0076376 | 0.18687 | 0.48014 | 0.63047 | 0.67382 | 0.67706 | 0.67418 | 0.66674 | 0.6665 | 0.66683 | 0.64842 | 0.56803 | 0.30656 | 0.039289 | 0 | 0 | 0 | 6.8926 | 65 | 448.0166 | 0.67706
GA | solar thermal | Summer | 0 | 0 | 0 | 0 | 0 | 0 | 0 | 0.024165 | 0.27576 | 0.51489 | 0.59949 | 0.63012 | 0.63917 | 0.63842 | 0.63267 | 0.62353 | 0.61338 | 0.59439 | 0.54207 | 0.40006 | 0.11962 | 2.6056e-06 | 0 | 0 | 6.8477 | 116 | 794.3359 | 0.63917
GA | solar thermal | Fall | 0 | 0 | 0 | 0 | 0 | 0 | 0 | 0 | 0.054994 | 0.36422 | 0.55217 | 0.58569 | 0.57826 | 0.56812 | 0.56341 | 0.56827 | 0.56955 | 0.52878 | 0.35579 | 0.077412 | 3.2207e-05 | 0 | 0 | 0 | 5.3667 | 74 | 397.1354 | 0.58569
GA | solar thermal | Summer Peak | 0 | 0 | 0 | 0 | 0 | 0 | 0 | 0.027732 | 0.38084 | 0.62249 | 0.69231 | 0.71807 | 0.7248 | 0.72465 | 0.72329 | 0.72571 | 0.72389 | 0.71218 | 0.67311 | 0.55977 | 0.22117 | 0 | 0 | 0 | 8.23 | 9 | 74.0701 | 0.72571
GA | solar thermal | Winter Peak | 0 | 0 | 0 | 0 | 0 | 0 | 0 | 0 | 0 | 0.0026447 | 0.27588 | 0.35613 | 0.39021 | 0.41121 | 0.42512 | 0.48557 | 0.52766 | 0.49305 | 0.19344 | 0 | 0 | 0 | 0 | 0 | 3.5609 | 37 | 131.7534 | 0.52766
GA | natural gas steam turbine | Winter | 0.2589 | 0.2589 | 0.2589 | 0.2589 | 0.2589 | 0.2589 | 0.2589 | 0.2589 | 0.2589 | 0.2589 | 0.2589 | 0.2589 | 0.2589 | 0.2589 | 0.2589 | 0.2589 | 0.2589 | 0.2589 | 0.2589 | 0.2589 | 0.2589 | 0.2589 | 0.2589 | 0.2589 | 6.2136 | 64 | 397.6704 | 0.2589
GA | natural gas steam turbine | Spring | 0.2589 | 0.2589 | 0.2589 | 0.2589 | 0.2589 | 0.2589 | 0.2589 | 0.2589 | 0.2589 | 0.2589 | 0.2589 | 0.2589 | 0.2589 | 0.2589 | 0.2589 | 0.2589 | 0.2589 | 0.2589 | 0.2589 | 0.2589 | 0.2589 | 0.2589 | 0.2589 | 0.2589 | 6.2136 | 65 | 403.884 | 0.2589
GA | natural gas steam turbine | Summer | 0.2589 | 0.2589 | 0.2589 | 0.2589 | 0.2589 | 0.2589 | 0.2589 | 0.2589 | 0.2589 | 0.2589 | 0.2589 | 0.2589 | 0.2589 | 0.2589 | 0.2589 | 0.2589 | 0.2589 | 0.2589 | 0.2589 | 0.2589 | 0.2589 | 0.2589 | 0.2589 | 0.2589 | 6.2136 | 116 | 720.7776 | 0.2589
GA | natural gas steam turbine | Fall | 0.2589 | 0.2589 | 0.2589 | 0.2589 | 0.2589 | 0.2589 | 0.2589 | 0.2589 | 0.2589 | 0.2589 | 0.2589 | 0.2589 | 0.2589 | 0.2589 | 0.2589 | 0.2589 | 0.2589 | 0.2589 | 0.2589 | 0.2589 | 0.2589 | 0.2589 | 0.2589 | 0.2589 | 6.2136 | 74 | 459.8064 | 0.2589
GA | natural gas steam turbine | Summer Peak | 0.2589 | 0.2589 | 0.2589 | 0.2589 | 0.2589 | 0.2589 | 0.2589 | 0.2589 | 0.2589 | 0.2589 | 0.2589 | 0.2589 | 0.2589 | 0.2589 | 0.2589 | 0.2589 | 0.2589 | 0.2589 | 0.2589 | 0.2589 | 0.2589 | 0.2589 | 0.2589 | 0.2589 | 6.2136 | 9 | 55.9224 | 0.2589
GA | natural gas steam turbine | Winter Peak | 0.2589 | 0.2589 | 0.2589 | 0.2589 | 0.2589 | 0.2589 | 0.2589 | 0.2589 | 0.2589 | 0.2589 | 0.2589 | 0.2589 | 0.2589 | 0.2589 | 0.2589 | 0.2589 | 0.2589 | 0.2589 | 0.2589 | 0.2589 | 0.2589 | 0.2589 | 0.2589 | 0.2589 | 6.2136 | 37 | 229.9032 | 0.2589
IA | biomass ccs | Winter | 0.8 | 0.8 | 0.8 | 0.8 | 0.8 | 0.8 | 0.8 | 0.8 | 0.8 | 0.8 | 0.8 | 0.8 | 0.8 | 0.8 | 0.8 | 0.8 | 0.8 | 0.8 | 0.8 | 0.8 | 0.8 | 0.8 | 0.8 | 0.8 | 19.2 | 97 | 1862.4 | 0.8
IA | biomass ccs | Spring | 0.8 | 0.8 | 0.8 | 0.8 | 0.8 | 0.8 | 0.8 | 0.8 | 0.8 | 0.8 | 0.8 | 0.8 | 0.8 | 0.8 | 0.8 | 0.8 | 0.8 | 0.8 | 0.8 | 0.8 | 0.8 | 0.8 | 0.8 | 0.8 | 19.2 | 106 | 2035.2 | 0.8
IA | biomass ccs | Summer | 0.8 | 0.8 | 0.8 | 0.8 | 0.8 | 0.8 | 0.8 | 0.8 | 0.8 | 0.8 | 0.8 | 0.8 | 0.8 | 0.8 | 0.8 | 0.8 | 0.8 | 0.8 | 0.8 | 0.8 | 0.8 | 0.8 | 0.8 | 0.8 | 19.2 | 65 | 1248 | 0.8
IA | biomass ccs | Fall | 0.8 | 0.8 | 0.8 | 0.8 | 0.8 | 0.8 | 0.8 | 0.8 | 0.8 | 0.8 | 0.8 | 0.8 | 0.8 | 0.8 | 0.8 | 0.8 | 0.8 | 0.8 | 0.8 | 0.8 | 0.8 | 0.8 | 0.8 | 0.8 | 19.2 | 81 | 1555.2 | 0.8
IA | biomass ccs | Summer Peak | 0.8 | 0.8 | 0.8 | 0.8 | 0.8 | 0.8 | 0.8 | 0.8 | 0.8 | 0.8 | 0.8 | 0.8 | 0.8 | 0.8 | 0.8 | 0.8 | 0.8 | 0.8 | 0.8 | 0.8 | 0.8 | 0.8 | 0.8 | 0.8 | 19.2 | 10 | 192 | 0.8
IA | biomass ccs | Winter Peak | 0.8 | 0.8 | 0.8 | 0.8 | 0.8 | 0.8 | 0.8 | 0.8 | 0.8 | 0.8 | 0.8 | 0.8 | 0.8 | 0.8 | 0.8 | 0.8 | 0.8 | 0.8 | 0.8 | 0.8 | 0.8 | 0.8 | 0.8 | 0.8 | 19.2 | 6 | 115.2 | 0.8
IA | biomass | Winter | 0.34398 | 0.34132 | 0.33866 | 0.34291 | 0.35191 | 0.38011 | 0.46917 | 0.49928 | 0.5046 | 0.50726 | 0.51151 | 0.51284 | 0.51284 | 0.5155 | 0.51949 | 0.52349 | 0.53439 | 0.53838 | 0.53705 | 0.5304 | 0.50828 | 0.49313 | 0.44293 | 0.42321 | 11.1826 | 97 | 1084.7154 | 0.53838
IA | biomass | Spring | 0.52811 | 0.52811 | 0.52811 | 0.53374 | 0.53739 | 0.53861 | 0.54105 | 0.54105 | 0.54105 | 0.54105 | 0.53861 | 0.53739 | 0.53739 | 0.53739 | 0.53739 | 0.53739 | 0.53739 | 0.53983 | 0.54105 | 0.53983 | 0.52985 | 0.52596 | 0.51355 | 0.49673 | 12.808 | 106 | 1357.6481 | 0.54105
IA | biomass | Summer | 0.54105 | 0.54105 | 0.54105 | 0.54105 | 0.54105 | 0.54105 | 0.54105 | 0.54105 | 0.54105 | 0.54105 | 0.54105 | 0.54105 | 0.54105 | 0.54105 | 0.54105 | 0.54105 | 0.54105 | 0.54105 | 0.54105 | 0.54105 | 0.54105 | 0.54105 | 0.53707 | 0.53707 | 12.9771 | 65 | 843.5139 | 0.54105
IA | biomass | Fall | 0.44328 | 0.44328 | 0.44328 | 0.44328 | 0.44996 | 0.47637 | 0.51683 | 0.5289 | 0.53786 | 0.54105 | 0.54105 | 0.54105 | 0.54105 | 0.54105 | 0.54105 | 0.54105 | 0.54105 | 0.53786 | 0.53626 | 0.53308 | 0.50537 | 0.48723 | 0.44108 | 0.41626 | 12.0685 | 81 | 977.5516 | 0.54105
IA | biomass | Summer Peak | 0.54105 | 0.54105 | 0.54105 | 0.54105 | 0.54105 | 0.54105 | 0.54105 | 0.54105 | 0.54105 | 0.54105 | 0.54105 | 0.54105 | 0.54105 | 0.54105 | 0.54105 | 0.54105 | 0.54105 | 0.54105 | 0.54105 | 0.54105 | 0.54105 | 0.54105 | 0.54105 | 0.54105 | 12.9851 | 10 | 129.8508 | 0.54105
IA | biomass | Winter Peak | 0.54105 | 0.54105 | 0.54105 | 0.54105 | 0.54105 | 0.54105 | 0.54105 | 0.54105 | 0.54105 | 0.54105 | 0.54105 | 0.54105 | 0.54105 | 0.54105 | 0.54105 | 0.54105 | 0.54105 | 0.51953 | 0.51953 | 0.51953 | 0.51953 | 0.51953 | 0.44165 | 0.44165 | 12.6787 | 6 | 76.0722 | 0.54105
IA | natural gas combined cycle ccs | Winter | 0.8 | 0.8 | 0.8 | 0.8 | 0.8 | 0.8 | 0.8 | 0.8 | 0.8 | 0.8 | 0.8 | 0.8 | 0.8 | 0.8 | 0.8 | 0.8 | 0.8 | 0.8 | 0.8 | 0.8 | 0.8 | 0.8 | 0.8 | 0.8 | 19.2 | 97 | 1862.4 | 0.8
IA | natural gas combined cycle ccs | Spring | 0.8 | 0.8 | 0.8 | 0.8 | 0.8 | 0.8 | 0.8 | 0.8 | 0.8 | 0.8 | 0.8 | 0.8 | 0.8 | 0.8 | 0.8 | 0.8 | 0.8 | 0.8 | 0.8 | 0.8 | 0.8 | 0.8 | 0.8 | 0.8 | 19.2 | 106 | 2035.2 | 0.8
IA | natural gas combined cycle ccs | Summer | 0.8 | 0.8 | 0.8 | 0.8 | 0.8 | 0.8 | 0.8 | 0.8 | 0.8 | 0.8 | 0.8 | 0.8 | 0.8 | 0.8 | 0.8 | 0.8 | 0.8 | 0.8 | 0.8 | 0.8 | 0.8 | 0.8 | 0.8 | 0.8 | 19.2 | 65 | 1248 | 0.8
IA | natural gas combined cycle ccs | Fall | 0.8 | 0.8 | 0.8 | 0.8 | 0.8 | 0.8 | 0.8 | 0.8 | 0.8 | 0.8 | 0.8 | 0.8 | 0.8 | 0.8 | 0.8 | 0.8 | 0.8 | 0.8 | 0.8 | 0.8 | 0.8 | 0.8 | 0.8 | 0.8 | 19.2 | 81 | 1555.2 | 0.8
IA | natural gas combined cycle ccs | Summer Peak | 0.8 | 0.8 | 0.8 | 0.8 | 0.8 | 0.8 | 0.8 | 0.8 | 0.8 | 0.8 | 0.8 | 0.8 | 0.8 | 0.8 | 0.8 | 0.8 | 0.8 | 0.8 | 0.8 | 0.8 | 0.8 | 0.8 | 0.8 | 0.8 | 19.2 | 10 | 192 | 0.8
IA | natural gas combined cycle ccs | Winter Peak | 0.8 | 0.8 | 0.8 | 0.8 | 0.8 | 0.8 | 0.8 | 0.8 | 0.8 | 0.8 | 0.8 | 0.8 | 0.8 | 0.8 | 0.8 | 0.8 | 0.8 | 0.8 | 0.8 | 0.8 | 0.8 | 0.8 | 0.8 | 0.8 | 19.2 | 6 | 115.2 | 0.8
IA | natural gas combined cycle | Winter | 0.24321 | 0.23873 | 0.23431 | 0.23787 | 0.26099 | 0.2886 | 0.3124 | 0.33664 | 0.3451 | 0.36302 | 0.37255 | 0.37672 | 0.37722 | 0.37628 | 0.38001 | 0.41532 | 0.44242 | 0.43309 | 0.46746 | 0.45387 | 0.42538 | 0.3855 | 0.35326 | 0.33096 | 8.4509 | 97 | 819.7363 | 0.46746
IA | natural gas combined cycle | Spring | 0.46473 | 0.45579 | 0.45775 | 0.47889 | 0.50479 | 0.52729 | 0.55269 | 0.56472 | 0.58277 | 0.60897 | 0.62743 | 0.63327 | 0.62945 | 0.6213 | 0.63329 | 0.66174 | 0.69175 | 0.69438 | 0.70197 | 0.68047 | 0.65195 | 0.57412 | 0.5137 | 0.45572 | 13.969 | 106 | 1480.7087 | 0.70197
IA | natural gas combined cycle | Summer | 0.524 | 0.50718 | 0.5049 | 0.52029 | 0.53899 | 0.56985 | 0.59113 | 0.61461 | 0.63564 | 0.66159 | 0.66993 | 0.67223 | 0.66543 | 0.67201 | 0.6807 | 0.71064 | 0.74342 | 0.73477 | 0.75533 | 0.74862 | 0.72301 | 0.65482 | 0.58521 | 0.53808 | 15.2224 | 65 | 989.4556 | 0.75533
IA | natural gas combined cycle | Fall | 0.39112 | 0.37719 | 0.37155 | 0.38092 | 0.40859 | 0.44826 | 0.47138 | 0.51169 | 0.54147 | 0.561 | 0.57242 | 0.58156 | 0.58076 | 0.57816 | 0.58323 | 0.62281 | 0.64584 | 0.63806 | 0.64429 | 0.61614 | 0.5773 | 0.49515 | 0.42851 | 0.37767 | 12.4051 | 81 | 1004.8124 | 0.64584
IA | natural gas combined cycle | Summer Peak | 0.60438 | 0.577 | 0.55912 | 0.55912 | 0.59487 | 0.6606 | 0.74988 | 0.82567 | 0.8553 | 0.88273 | 0.88689 | 0.91432 | 0.91848 | 0.91848 | 0.92055 | 0.91848 | 0.92055 | 0.91848 | 0.92055 | 0.9164 | 0.91432 | 0.89742 | 0.86999 | 0.80032 | 19.5039 | 10 | 195.0388 | 0.92055
IA | natural gas combined cycle | Winter Peak | 0.35074 | 0.35074 | 0.32094 | 0.38053 | 0.38053 | 0.46114 | 0.44011 | 0.46114 | 0.46114 | 0.43134 | 0.44331 | 0.41032 | 0.41032 | 0.41032 | 0.41032 | 0.44011 | 0.55766 | 0.58235 | 0.53664 | 0.48216 | 0.42473 | 0.38929 | 0.34225 | 0.29992 | 10.178 | 6 | 61.0682 | 0.58235
IA | crude oil | Winter | 0.001 | 0.001 | 0.001 | 0.001 | 0.001 | 0.001 | 0.001 | 0.001 | 0.001 | 0.001 | 0.001 | 0.001 | 0.001 | 0.001 | 0.001 | 0.001 | 0.001 | 0.001 | 0.001 | 0.001 | 0.001 | 0.001 | 0.001 | 0.001 | 0.024 | 97 | 2.328 | 0.001
IA | crude oil | Spring | 0.001 | 0.001 | 0.001 | 0.001 | 0.001 | 0.001 | 0.001 | 0.001 | 0.001 | 0.001 | 0.001 | 0.001 | 0.001 | 0.001 | 0.001 | 0.001 | 0.001 | 0.001 | 0.001 | 0.001 | 0.001 | 0.001 | 0.001 | 0.001 | 0.024 | 106 | 2.544 | 0.001
IA | crude oil | Summer | 0.001 | 0.001 | 0.001 | 0.001 | 0.001 | 0.001 | 0.001 | 0.001 | 0.001 | 0.001 | 0.001 | 0.001 | 0.001 | 0.001 | 0.001 | 0.001 | 0.001 | 0.001 | 0.001 | 0.001 | 0.001 | 0.001 | 0.001 | 0.001 | 0.024 | 65 | 1.56 | 0.001
IA | crude oil | Fall | 0.001 | 0.001 | 0.001 | 0.001 | 0.001 | 0.001 | 0.001 | 0.001 | 0.001 | 0.001 | 0.001 | 0.001 | 0.001 | 0.001 | 0.001 | 0.001 | 0.001 | 0.001 | 0.001 | 0.001 | 0.001 | 0.001 | 0.001 | 0.001 | 0.024 | 81 | 1.944 | 0.001
IA | crude oil | Summer Peak | 0.001 | 0.001 | 0.001 | 0.001 | 0.001 | 0.001 | 0.001 | 0.001 | 0.001 | 0.001 | 0.001 | 0.001 | 0.001 | 0.001 | 0.001 | 0.001 | 0.001 | 0.001 | 0.001 | 0.001 | 0.001 | 0.001 | 0.001 | 0.001 | 0.024 | 10 | 0.24 | 0.001
IA | crude oil | Winter Peak | 0.001 | 0.001 | 0.001 | 0.001 | 0.001 | 0.001 | 0.001 | 0.001 | 0.001 | 0.001 | 0.001 | 0.001 | 0.001 | 0.001 | 0.001 | 0.001 | 0.001 | 0.001 | 0.001 | 0.001 | 0.001 | 0.001 | 0.001 | 0.001 | 0.024 | 6 | 0.144 | 0.001
IA | geothermal | Winter | 0.6595 | 0.6595 | 0.6595 | 0.6595 | 0.6595 | 0.6595 | 0.6595 | 0.6595 | 0.6595 | 0.6595 | 0.6595 | 0.6595 | 0.6595 | 0.6595 | 0.6595 | 0.6595 | 0.6595 | 0.6595 | 0.6595 | 0.6595 | 0.6595 | 0.6595 | 0.6595 | 0.6595 | 15.828 | 97 | 1535.316 | 0.6595
IA | geothermal | Spring | 0.6595 | 0.6595 | 0.6595 | 0.6595 | 0.6595 | 0.6595 | 0.6595 | 0.6595 | 0.6595 | 0.6595 | 0.6595 | 0.6595 | 0.6595 | 0.6595 | 0.6595 | 0.6595 | 0.6595 | 0.6595 | 0.6595 | 0.6595 | 0.6595 | 0.6595 | 0.6595 | 0.6595 | 15.828 | 106 | 1677.768 | 0.6595
IA | geothermal | Summer | 0.6595 | 0.6595 | 0.6595 | 0.6595 | 0.6595 | 0.6595 | 0.6595 | 0.6595 | 0.6595 | 0.6595 | 0.6595 | 0.6595 | 0.6595 | 0.6595 | 0.6595 | 0.6595 | 0.6595 | 0.6595 | 0.6595 | 0.6595 | 0.6595 | 0.6595 | 0.6595 | 0.6595 | 15.828 | 65 | 1028.82 | 0.6595
IA | geothermal | Fall | 0.6595 | 0.6595 | 0.6595 | 0.6595 | 0.6595 | 0.6595 | 0.6595 | 0.6595 | 0.6595 | 0.6595 | 0.6595 | 0.6595 | 0.6595 | 0.6595 | 0.6595 | 0.6595 | 0.6595 | 0.6595 | 0.6595 | 0.6595 | 0.6595 | 0.6595 | 0.6595 | 0.6595 | 15.828 | 81 | 1282.068 | 0.6595
IA | geothermal | Summer Peak | 0.6595 | 0.6595 | 0.6595 | 0.6595 | 0.6595 | 0.6595 | 0.6595 | 0.6595 | 0.6595 | 0.6595 | 0.6595 | 0.6595 | 0.6595 | 0.6595 | 0.6595 | 0.6595 | 0.6595 | 0.6595 | 0.6595 | 0.6595 | 0.6595 | 0.6595 | 0.6595 | 0.6595 | 15.828 | 10 | 158.28 | 0.6595
IA | geothermal | Winter Peak | 0.6595 | 0.6595 | 0.6595 | 0.6595 | 0.6595 | 0.6595 | 0.6595 | 0.6595 | 0.6595 | 0.6595 | 0.6595 | 0.6595 | 0.6595 | 0.6595 | 0.6595 | 0.6595 | 0.6595 | 0.6595 | 0.6595 | 0.6595 | 0.6595 | 0.6595 | 0.6595 | 0.6595 | 15.828 | 6 | 94.968 | 0.6595
IA | hard coal ccs | Winter | 0.8 | 0.8 | 0.8 | 0.8 | 0.8 | 0.8 | 0.8 | 0.8 | 0.8 | 0.8 | 0.8 | 0.8 | 0.8 | 0.8 | 0.8 | 0.8 | 0.8 | 0.8 | 0.8 | 0.8 | 0.8 | 0.8 | 0.8 | 0.8 | 19.2 | 97 | 1862.4 | 0.8
IA | hard coal ccs | Spring | 0.8 | 0.8 | 0.8 | 0.8 | 0.8 | 0.8 | 0.8 | 0.8 | 0.8 | 0.8 | 0.8 | 0.8 | 0.8 | 0.8 | 0.8 | 0.8 | 0.8 | 0.8 | 0.8 | 0.8 | 0.8 | 0.8 | 0.8 | 0.8 | 19.2 | 106 | 2035.2 | 0.8
IA | hard coal ccs | Summer | 0.8 | 0.8 | 0.8 | 0.8 | 0.8 | 0.8 | 0.8 | 0.8 | 0.8 | 0.8 | 0.8 | 0.8 | 0.8 | 0.8 | 0.8 | 0.8 | 0.8 | 0.8 | 0.8 | 0.8 | 0.8 | 0.8 | 0.8 | 0.8 | 19.2 | 65 | 1248 | 0.8
IA | hard coal ccs | Fall | 0.8 | 0.8 | 0.8 | 0.8 | 0.8 | 0.8 | 0.8 | 0.8 | 0.8 | 0.8 | 0.8 | 0.8 | 0.8 | 0.8 | 0.8 | 0.8 | 0.8 | 0.8 | 0.8 | 0.8 | 0.8 | 0.8 | 0.8 | 0.8 | 19.2 | 81 | 1555.2 | 0.8
IA | hard coal ccs | Summer Peak | 0.8 | 0.8 | 0.8 | 0.8 | 0.8 | 0.8 | 0.8 | 0.8 | 0.8 | 0.8 | 0.8 | 0.8 | 0.8 | 0.8 | 0.8 | 0.8 | 0.8 | 0.8 | 0.8 | 0.8 | 0.8 | 0.8 | 0.8 | 0.8 | 19.2 | 10 | 192 | 0.8
IA | hard coal ccs | Winter Peak | 0.8 | 0.8 | 0.8 | 0.8 | 0.8 | 0.8 | 0.8 | 0.8 | 0.8 | 0.8 | 0.8 | 0.8 | 0.8 | 0.8 | 0.8 | 0.8 | 0.8 | 0.8 | 0.8 | 0.8 | 0.8 | 0.8 | 0.8 | 0.8 | 19.2 | 6 | 115.2 | 0.8
IA | hard coal | Winter | 0.22573 | 0.22023 | 0.21555 | 0.21512 | 0.22805 | 0.26087 | 0.29803 | 0.31144 | 0.31667 | 0.32926 | 0.34461 | 0.34345 | 0.33865 | 0.33324 | 0.33625 | 0.34419 | 0.37118 | 0.35652 | 0.38802 | 0.38608 | 0.37025 | 0.34049 | 0.30662 | 0.27729 | 7.4578 | 97 | 723.4061 | 0.38802
IA | hard coal | Spring | 0.35886 | 0.35435 | 0.35798 | 0.37238 | 0.40409 | 0.42306 | 0.43695 | 0.44595 | 0.45127 | 0.45785 | 0.46325 | 0.46235 | 0.45967 | 0.45829 | 0.45967 | 0.46113 | 0.46101 | 0.45786 | 0.46203 | 0.46202 | 0.45676 | 0.43981 | 0.40187 | 0.36678 | 10.3352 | 106 | 1095.5348 | 0.46325
IA | hard coal | Summer | 0.44112 | 0.43366 | 0.43356 | 0.43964 | 0.44685 | 0.44827 | 0.44728 | 0.45607 | 0.4635 | 0.47175 | 0.47604 | 0.47785 | 0.47816 | 0.47888 | 0.47906 | 0.47979 | 0.48018 | 0.47777 | 0.48021 | 0.48023 | 0.47976 | 0.47762 | 0.46871 | 0.44765 | 11.1436 | 65 | 724.3344 | 0.48023
IA | hard coal | Fall | 0.29542 | 0.28788 | 0.28836 | 0.29731 | 0.31732 | 0.34693 | 0.38757 | 0.42331 | 0.44282 | 0.45595 | 0.4601 | 0.45929 | 0.45749 | 0.45569 | 0.45262 | 0.45424 | 0.45408 | 0.44116 | 0.44247 | 0.44567 | 0.42619 | 0.39121 | 0.33808 | 0.3041 | 9.5253 | 81 | 771.5476 | 0.4601
IA | hard coal | Summer Peak | 0.38315 | 0.35748 | 0.33645 | 0.34826 | 0.37287 | 0.42828 | 0.45846 | 0.48119 | 0.48382 | 0.48609 | 0.48815 | 0.48947 | 0.48961 | 0.4903 | 0.49044 | 0.49044 | 0.49059 | 0.49045 | 0.49066 | 0.49066 | 0.49045 | 0.48796 | 0.48355 | 0.47695 | 10.9757 | 10 | 109.7573 | 0.49066
IA | hard coal | Winter Peak | 0.47369 | 0.47369 | 0.47337 | 0.47369 | 0.47501 | 0.47671 | 0.4774 | 0.4774 | 0.47602 | 0.47602 | 0.47602 | 0.47602 | 0.47533 | 0.47533 | 0.47533 | 0.4774 | 0.47665 | 0.44254 | 0.4475 | 0.4475 | 0.43727 | 0.4296 | 0.39951 | 0.35762 | 11.0466 | 6 | 66.2798 | 0.4774
IA | heavy or residual fuel oil | Winter | 0 | 0 | 0 | 0 | 0 | 0 | 0.001806 | 0.001806 | 0.001806 | 0.001806 | 0.001806 | 0.001806 | 0.001806 | 0.001806 | 0.001806 | 0.001806 | 0.0090299 | 0.015351 | 0.015351 | 0.010836 | 0.003612 | 0 | 0 | 0 | 0.072239 | 97 | 7.0072 | 0.015351
IA | heavy or residual fuel oil | Spring | 0.033856 | 0.033856 | 0.033856 | 0.033856 | 0.036116 | 0.036116 | 0.041388 | 0.043645 | 0.045905 | 0.04967 | 0.055318 | 0.055318 | 0.056447 | 0.059082 | 0.059082 | 0.059228 | 0.068865 | 0.078168 | 0.081157 | 0.074 | 0.064642 | 0.053434 | 0.045527 | 0.035738 | 1.2343 | 106 | 130.8325 | 0.081157
IA | heavy or residual fuel oil | Summer | 0.094079 | 0.093283 | 0.092486 | 0.092486 | 0.092486 | 0.092486 | 0.096468 | 0.10045 | 0.10762 | 0.12036 | 0.14228 | 0.16885 | 0.19334 | 0.21455 | 0.23283 | 0.2553 | 0.27874 | 0.28098 | 0.27343 | 0.20411 | 0.15654 | 0.12197 | 0.10069 | 0.094876 | 3.7007 | 65 | 240.5455 | 0.28098
IA | heavy or residual fuel oil | Fall | 0.017024 | 0.017024 | 0.017024 | 0.017024 | 0.017024 | 0.017024 | 0.017024 | 0.017024 | 0.017024 | 0.018159 | 0.020431 | 0.021567 | 0.022703 | 0.022848 | 0.024954 | 0.038678 | 0.059771 | 0.061186 | 0.052398 | 0.039872 | 0.018729 | 0.015321 | 0.015321 | 0.015321 | 0.60047 | 81 | 48.6384 | 0.061186
IA | heavy or residual fuel oil | Summer Peak | 0 | 0 | 0 | 0 | 0 | 0 | 0 | 0 | 0 | 0 | 0 | 0 | 0 | 0.10384 | 0.17313 | 0.15382 | 0.10384 | 0.10384 | 0.10384 | 0.17313 | 0 | 0 | 0 | 0 | 0.91546 | 10 | 9.1546 | 0.17313
IA | heavy or residual fuel oil | Winter Peak | 0 | 0 | 0 | 0 | 0 | 0 | 0 | 0 | 0 | 0 | 0 | 0 | 0 | 0 | 0 | 0 | 0 | 0 | 0 | 0 | 0 | 0 | 0 | 0 | 0 | 6 | 0 | 0
IA | hydro | Winter | 0.36923 | 0.33523 | 0.33835 | 0.36778 | 0.41622 | 0.46784 | 0.55173 | 0.56884 | 0.57787 | 0.58968 | 0.59585 | 0.59174 | 0.58448 | 0.56904 | 0.57437 | 0.58841 | 0.61005 | 0.61155 | 0.61666 | 0.61458 | 0.60249 | 0.56427 | 0.50208 | 0.45406 | 12.6624 | 97 | 1228.2526 | 0.61666
IA | hydro | Spring | 0.55342 | 0.54296 | 0.5626 | 0.57297 | 0.60123 | 0.61372 | 0.6191 | 0.62609 | 0.63229 | 0.63914 | 0.64253 | 0.64193 | 0.63512 | 0.63324 | 0.63816 | 0.64924 | 0.65556 | 0.65513 | 0.65459 | 0.65196 | 0.64735 | 0.62305 | 0.59501 | 0.56955 | 14.856 | 106 | 1574.731 | 0.65556
IA | hydro | Summer | 0.60008 | 0.58968 | 0.58016 | 0.59503 | 0.62096 | 0.63243 | 0.63553 | 0.63817 | 0.63985 | 0.64586 | 0.64962 | 0.65082 | 0.64948 | 0.64916 | 0.65233 | 0.66534 | 0.66534 | 0.66534 | 0.66534 | 0.66534 | 0.66534 | 0.66005 | 0.6473 | 0.63247 | 15.361 | 65 | 998.4673 | 0.66534
IA | hydro | Fall | 0.50351 | 0.47708 | 0.46697 | 0.4766 | 0.52659 | 0.58955 | 0.6136 | 0.62507 | 0.63278 | 0.64271 | 0.6511 | 0.64724 | 0.63972 | 0.63977 | 0.63419 | 0.64924 | 0.65186 | 0.65005 | 0.65174 | 0.64961 | 0.63311 | 0.59648 | 0.54217 | 0.49133 | 14.282 | 81 | 1156.846 | 0.65186
IA | hydro | Summer Peak | 0.66565 | 0.66565 | 0.66361 | 0.64332 | 0.67656 | 0.68799 | 0.69071 | 0.71506 | 0.7215 | 0.7215 | 0.7215 | 0.7215 | 0.7215 | 0.7215 | 0.7215 | 0.7215 | 0.7215 | 0.7215 | 0.7215 | 0.7215 | 0.7215 | 0.7215 | 0.7215 | 0.7215 | 16.9525 | 10 | 169.525 | 0.7215
IA | hydro | Winter Peak | 0.49347 | 0.47467 | 0.49347 | 0.49347 | 0.51854 | 0.58207 | 0.60423 | 0.58207 | 0.58207 | 0.55992 | 0.55992 | 0.53777 | 0.53777 | 0.53777 | 0.53777 | 0.60081 | 0.60423 | 0.60423 | 0.60423 | 0.58865 | 0.58207 | 0.53777 | 0.41926 | 0.40474 | 13.041 | 6 | 78.246 | 0.60423
IA | hydrogen combined cycle | Winter | 0.10445 | 0.10177 | 0.1006 | 0.10624 | 0.11403 | 0.13686 | 0.14243 | 0.14009 | 0.13674 | 0.14233 | 0.14493 | 0.14061 | 0.13365 | 0.12865 | 0.13317 | 0.15446 | 0.18408 | 0.18032 | 0.1862 | 0.1751 | 0.16092 | 0.13787 | 0.11853 | 0.10384 | 3.3079 | 97 | 320.8644 | 0.1862
IA | hydrogen combined cycle | Spring | 0.15711 | 0.15383 | 0.15168 | 0.15743 | 0.16933 | 0.1741 | 0.18495 | 0.19426 | 0.19628 | 0.19789 | 0.20215 | 0.20202 | 0.20268 | 0.20453 | 0.20637 | 0.21827 | 0.22374 | 0.22655 | 0.23109 | 0.23037 | 0.22179 | 0.20052 | 0.18308 | 0.16877 | 4.6588 | 106 | 493.8312 | 0.23109
IA | hydrogen combined cycle | Summer | 0.25995 | 0.24882 | 0.24633 | 0.25124 | 0.25672 | 0.25995 | 0.28092 | 0.31761 | 0.33265 | 0.35019 | 0.35991 | 0.37069 | 0.37539 | 0.37686 | 0.37696 | 0.37834 | 0.37853 | 0.37477 | 0.38378 | 0.37521 | 0.36606 | 0.34032 | 0.31083 | 0.2857 | 7.8577 | 65 | 510.752 | 0.38378
IA | hydrogen combined cycle | Fall | 0.18105 | 0.18055 | 0.18228 | 0.18849 | 0.2073 | 0.22853 | 0.22962 | 0.22927 | 0.25628 | 0.2728 | 0.27971 | 0.28674 | 0.28604 | 0.2865 | 0.29324 | 0.31201 | 0.31779 | 0.31774 | 0.31877 | 0.30676 | 0.2847 | 0.2402 | 0.21308 | 0.1907 | 6.0902 | 81 | 493.3026 | 0.31877
IA | hydrogen combined cycle | Summer Peak | 0.12863 | 0.12863 | 0.12863 | 0.12863 | 0.12863 | 0.12863 | 0.19114 | 0.25729 | 0.25729 | 0.25729 | 0.25729 | 0.31978 | 0.31978 | 0.31978 | 0.31978 | 0.31978 | 0.31978 | 0.31978 | 0.31978 | 0.38229 | 0.38229 | 0.25729 | 0.19114 | 0.12863 | 5.892 | 10 | 58.9198 | 0.38229
IA | hydrogen combined cycle | Winter Peak | 0.075404 | 0.075404 | 0.075404 | 0.075404 | 0.075404 | 0.075404 | 0.075404 | 0.075404 | 0.075404 | 0.075404 | 0.075404 | 0.075404 | 0.075404 | 0.075404 | 0.075404 | 0.075404 | 0.13262 | 0.075404 | 0.15083 | 0.15083 | 0.15083 | 0.075404 | 0.075404 | 0.075404 | 2.0932 | 6 | 12.5592 | 0.15083
IA | hydrogen ct | Winter | 0.0014602 | 0.0014602 | 0.0014602 | 0.0014602 | 0.0014602 | 0.0014602 | 0.0014602 | 0.0014602 | 0.0014602 | 0.0014602 | 0.0014602 | 0.0038922 | 0.0074406 | 0.013406 | 0.01511 | 0.018474 | 0.031556 | 0.035135 | 0.035698 | 0.030933 | 0.027081 | 0.018933 | 0.018933 | 0.017473 | 0.29013 | 97 | 28.1424 | 0.035698
IA | hydrogen ct | Spring | 0.02905 | 0.02905 | 0.02905 | 0.02905 | 0.02905 | 0.02905 | 0.02905 | 0.02905 | 0.02905 | 0.030013 | 0.037483 | 0.055652 | 0.067933 | 0.075732 | 0.093832 | 0.10727 | 0.12365 | 0.1298 | 0.1183 | 0.072325 | 0.030706 | 0.015902 | 0.015013 | 0.015013 | 1.2501 | 106 | 132.5083 | 0.1298
IA | hydrogen ct | Summer | 0.018251 | 0.018251 | 0.018251 | 0.018251 | 0.018251 | 0.018251 | 0.018251 | 0.018251 | 0.018251 | 0.01982 | 0.026744 | 0.040495 | 0.052536 | 0.070258 | 0.086204 | 0.09199 | 0.1082 | 0.11767 | 0.10905 | 0.081079 | 0.020608 | 0.0092072 | 0.0092072 | 0.0092072 | 1.0165 | 65 | 66.0743 | 0.11767
IA | hydrogen ct | Fall | 0.0053772 | 0.0053772 | 0.0053772 | 0.0053772 | 0.0053772 | 0.0053772 | 0.0053772 | 0.0053772 | 0.0053772 | 0.0053772 | 0.014431 | 0.022488 | 0.043179 | 0.049577 | 0.060045 | 0.067702 | 0.077907 | 0.079787 | 0.076946 | 0.040272 | 0.018519 | 0.0088745 | 0.0088745 | 0.0088745 | 0.63125 | 81 | 51.1311 | 0.079787
IA | hydrogen ct | Summer Peak | 0.15426 | 0.15426 | 0.15426 | 0.15426 | 0.15426 | 0.15426 | 0.15426 | 0.15426 | 0.15426 | 0.18075 | 0.31364 | 0.38431 | 0.51387 | 0.55965 | 0.58 | 0.6324 | 0.71961 | 0.77351 | 0.7927 | 0.55868 | 0.38151 | 0.20801 | 0.17819 | 0.17819 | 8.3433 | 10 | 83.4332 | 0.7927
IA | hydrogen ct | Winter Peak | 0 | 0 | 0 | 0 | 0 | 0 | 0 | 0 | 0 | 0 | 0 | 0 | 0 | 0 | 0 | 0 | 0 | 0 | 0 | 0 | 0 | 0 | 0 | 0 | 0 | 6 | 0 | 0
IA | lignite ccs | Winter | 0.8 | 0.8 | 0.8 | 0.8 | 0.8 | 0.8 | 0.8 | 0.8 | 0.8 | 0.8 | 0.8 | 0.8 | 0.8 | 0.8 | 0.8 | 0.8 | 0.8 | 0.8 | 0.8 | 0.8 | 0.8 | 0.8 | 0.8 | 0.8 | 19.2 | 97 | 1862.4 | 0.8
IA | lignite ccs | Spring | 0.8 | 0.8 | 0.8 | 0.8 | 0.8 | 0.8 | 0.8 | 0.8 | 0.8 | 0.8 | 0.8 | 0.8 | 0.8 | 0.8 | 0.8 | 0.8 | 0.8 | 0.8 | 0.8 | 0.8 | 0.8 | 0.8 | 0.8 | 0.8 | 19.2 | 106 | 2035.2 | 0.8
IA | lignite ccs | Summer | 0.8 | 0.8 | 0.8 | 0.8 | 0.8 | 0.8 | 0.8 | 0.8 | 0.8 | 0.8 | 0.8 | 0.8 | 0.8 | 0.8 | 0.8 | 0.8 | 0.8 | 0.8 | 0.8 | 0.8 | 0.8 | 0.8 | 0.8 | 0.8 | 19.2 | 65 | 1248 | 0.8
IA | lignite ccs | Fall | 0.8 | 0.8 | 0.8 | 0.8 | 0.8 | 0.8 | 0.8 | 0.8 | 0.8 | 0.8 | 0.8 | 0.8 | 0.8 | 0.8 | 0.8 | 0.8 | 0.8 | 0.8 | 0.8 | 0.8 | 0.8 | 0.8 | 0.8 | 0.8 | 19.2 | 81 | 1555.2 | 0.8
IA | lignite ccs | Summer Peak | 0.8 | 0.8 | 0.8 | 0.8 | 0.8 | 0.8 | 0.8 | 0.8 | 0.8 | 0.8 | 0.8 | 0.8 | 0.8 | 0.8 | 0.8 | 0.8 | 0.8 | 0.8 | 0.8 | 0.8 | 0.8 | 0.8 | 0.8 | 0.8 | 19.2 | 10 | 192 | 0.8
IA | lignite ccs | Winter Peak | 0.8 | 0.8 | 0.8 | 0.8 | 0.8 | 0.8 | 0.8 | 0.8 | 0.8 | 0.8 | 0.8 | 0.8 | 0.8 | 0.8 | 0.8 | 0.8 | 0.8 | 0.8 | 0.8 | 0.8 | 0.8 | 0.8 | 0.8 | 0.8 | 19.2 | 6 | 115.2 | 0.8
IA | lignite | Winter | 0.638 | 0.638 | 0.638 | 0.638 | 0.638 | 0.638 | 0.638 | 0.638 | 0.638 | 0.638 | 0.638 | 0.638 | 0.638 | 0.638 | 0.638 | 0.638 | 0.638 | 0.638 | 0.638 | 0.638 | 0.638 | 0.638 | 0.638 | 0.638 | 15.312 | 97 | 1485.264 | 0.638
IA | lignite | Spring | 0.638 | 0.638 | 0.638 | 0.638 | 0.638 | 0.638 | 0.638 | 0.638 | 0.638 | 0.638 | 0.638 | 0.638 | 0.638 | 0.638 | 0.638 | 0.638 | 0.638 | 0.638 | 0.638 | 0.638 | 0.638 | 0.638 | 0.638 | 0.638 | 15.312 | 106 | 1623.072 | 0.638
IA | lignite | Summer | 0.638 | 0.638 | 0.638 | 0.638 | 0.638 | 0.638 | 0.638 | 0.638 | 0.638 | 0.638 | 0.638 | 0.638 | 0.638 | 0.638 | 0.638 | 0.638 | 0.638 | 0.638 | 0.638 | 0.638 | 0.638 | 0.638 | 0.638 | 0.638 | 15.312 | 65 | 995.28 | 0.638
IA | lignite | Fall | 0.638 | 0.638 | 0.638 | 0.638 | 0.638 | 0.638 | 0.638 | 0.638 | 0.638 | 0.638 | 0.638 | 0.638 | 0.638 | 0.638 | 0.638 | 0.638 | 0.638 | 0.638 | 0.638 | 0.638 | 0.638 | 0.638 | 0.638 | 0.638 | 15.312 | 81 | 1240.272 | 0.638
IA | lignite | Summer Peak | 0.638 | 0.638 | 0.638 | 0.638 | 0.638 | 0.638 | 0.638 | 0.638 | 0.638 | 0.638 | 0.638 | 0.638 | 0.638 | 0.638 | 0.638 | 0.638 | 0.638 | 0.638 | 0.638 | 0.638 | 0.638 | 0.638 | 0.638 | 0.638 | 15.312 | 10 | 153.12 | 0.638
IA | lignite | Winter Peak | 0.638 | 0.638 | 0.638 | 0.638 | 0.638 | 0.638 | 0.638 | 0.638 | 0.638 | 0.638 | 0.638 | 0.638 | 0.638 | 0.638 | 0.638 | 0.638 | 0.638 | 0.638 | 0.638 | 0.638 | 0.638 | 0.638 | 0.638 | 0.638 | 15.312 | 6 | 91.872 | 0.638
IA | municipal solid waste | Winter | 0.72095 | 0.72095 | 0.7193 | 0.72259 | 0.72752 | 0.73831 | 0.76294 | 0.77147 | 0.77147 | 0.7764 | 0.78164 | 0.78164 | 0.78164 | 0.78164 | 0.78164 | 0.78164 | 0.78821 | 0.78656 | 0.78328 | 0.77507 | 0.7685 | 0.75833 | 0.73041 | 0.72188 | 18.2339 | 97 | 1768.6925 | 0.78821
IA | municipal solid waste | Spring | 0.60193 | 0.59988 | 0.59782 | 0.6077 | 0.60643 | 0.63879 | 0.73684 | 0.7603 | 0.76646 | 0.76852 | 0.76646 | 0.76646 | 0.76646 | 0.76852 | 0.76852 | 0.77468 | 0.78328 | 0.78739 | 0.78944 | 0.78533 | 0.75493 | 0.73117 | 0.65208 | 0.60809 | 17.1875 | 106 | 1821.8714 | 0.78944
IA | municipal solid waste | Summer | 0.73556 | 0.73556 | 0.73556 | 0.73556 | 0.73556 | 0.74207 | 0.77929 | 0.78932 | 0.78932 | 0.78932 | 0.78715 | 0.78932 | 0.78932 | 0.78932 | 0.78932 | 0.78932 | 0.78932 | 0.79149 | 0.79149 | 0.79149 | 0.78932 | 0.78715 | 0.76027 | 0.74249 | 18.5439 | 65 | 1205.3542 | 0.79149
IA | municipal solid waste | Fall | 0.64242 | 0.63933 | 0.63933 | 0.64242 | 0.67825 | 0.71172 | 0.73089 | 0.75861 | 0.77911 | 0.77911 | 0.77911 | 0.77911 | 0.77911 | 0.7822 | 0.79149 | 0.79149 | 0.79149 | 0.79149 | 0.78839 | 0.7853 | 0.716 | 0.69373 | 0.66469 | 0.64862 | 17.5834 | 81 | 1424.2558 | 0.79149
IA | municipal solid waste | Summer Peak | 0 | 0 | 0 | 0 | 0 | 0 | 0.79149 | 0.79149 | 0.79149 | 0.79149 | 0.79149 | 0.60261 | 0.60261 | 0.60261 | 0.60261 | 0.60261 | 0.60261 | 0.60261 | 0.79149 | 0.79149 | 0.79149 | 0.79149 | 0 | 0 | 11.3417 | 10 | 113.4171 | 0.79149
IA | municipal solid waste | Winter Peak | 0.29681 | 0.29681 | 0.29681 | 0.29681 | 0.29681 | 0.60261 | 0.79149 | 0.79149 | 0.79149 | 0.79149 | 0.79149 | 0.79149 | 0.79149 | 0.79149 | 0.79149 | 0.79149 | 0.79149 | 0.79149 | 0.79149 | 0.79149 | 0.79149 | 0.79149 | 0.79149 | 0.79149 | 16.3335 | 6 | 98.001 | 0.79149
IA | natural gas peaker | Winter | 0.0014602 | 0.0014602 | 0.0014602 | 0.0014602 | 0.0014602 | 0.0014602 | 0.0014602 | 0.0014602 | 0.0014602 | 0.0014602 | 0.0014602 | 0.0038922 | 0.0074406 | 0.013406 | 0.01511 | 0.018474 | 0.031556 | 0.035135 | 0.035698 | 0.030933 | 0.027081 | 0.018933 | 0.018933 | 0.017473 | 0.29013 | 97 | 28.1424 | 0.035698
IA | natural gas peaker | Spring | 0.02905 | 0.02905 | 0.02905 | 0.02905 | 0.02905 | 0.02905 | 0.02905 | 0.02905 | 0.02905 | 0.030013 | 0.037483 | 0.055652 | 0.067933 | 0.075732 | 0.093832 | 0.10727 | 0.12365 | 0.1298 | 0.1183 | 0.072325 | 0.030706 | 0.015902 | 0.015013 | 0.015013 | 1.2501 | 106 | 132.5083 | 0.1298
IA | natural gas peaker | Summer | 0.018251 | 0.018251 | 0.018251 | 0.018251 | 0.018251 | 0.018251 | 0.018251 | 0.018251 | 0.018251 | 0.01982 | 0.026744 | 0.040495 | 0.052536 | 0.070258 | 0.086204 | 0.09199 | 0.1082 | 0.11767 | 0.10905 | 0.081079 | 0.020608 | 0.0092072 | 0.0092072 | 0.0092072 | 1.0165 | 65 | 66.0743 | 0.11767
IA | natural gas peaker | Fall | 0.0053772 | 0.0053772 | 0.0053772 | 0.0053772 | 0.0053772 | 0.0053772 | 0.0053772 | 0.0053772 | 0.0053772 | 0.0053772 | 0.014431 | 0.022488 | 0.043179 | 0.049577 | 0.060045 | 0.067702 | 0.077907 | 0.079787 | 0.076946 | 0.040272 | 0.018519 | 0.0088745 | 0.0088745 | 0.0088745 | 0.63125 | 81 | 51.1311 | 0.079787
IA | natural gas peaker | Summer Peak | 0.15426 | 0.15426 | 0.15426 | 0.15426 | 0.15426 | 0.15426 | 0.15426 | 0.15426 | 0.15426 | 0.18075 | 0.31364 | 0.38431 | 0.51387 | 0.55965 | 0.58 | 0.6324 | 0.71961 | 0.77351 | 0.7927 | 0.55868 | 0.38151 | 0.20801 | 0.17819 | 0.17819 | 8.3433 | 10 | 83.4332 | 0.7927
IA | natural gas peaker | Winter Peak | 0 | 0 | 0 | 0 | 0 | 0 | 0 | 0 | 0 | 0 | 0 | 0 | 0 | 0 | 0 | 0 | 0 | 0 | 0 | 0 | 0 | 0 | 0 | 0 | 0 | 6 | 0 | 0
IA | nuclear | Winter | 0.909 | 0.909 | 0.909 | 0.909 | 0.909 | 0.909 | 0.909 | 0.909 | 0.909 | 0.909 | 0.909 | 0.909 | 0.909 | 0.909 | 0.909 | 0.909 | 0.909 | 0.909 | 0.909 | 0.909 | 0.909 | 0.909 | 0.909 | 0.909 | 21.816 | 97 | 2116.152 | 0.909
IA | nuclear | Spring | 0.909 | 0.909 | 0.909 | 0.909 | 0.909 | 0.909 | 0.909 | 0.909 | 0.909 | 0.909 | 0.909 | 0.909 | 0.909 | 0.909 | 0.909 | 0.909 | 0.909 | 0.909 | 0.909 | 0.909 | 0.909 | 0.909 | 0.909 | 0.909 | 21.816 | 106 | 2312.496 | 0.909
IA | nuclear | Summer | 0.909 | 0.909 | 0.909 | 0.909 | 0.909 | 0.909 | 0.909 | 0.909 | 0.909 | 0.909 | 0.909 | 0.909 | 0.909 | 0.909 | 0.909 | 0.909 | 0.909 | 0.909 | 0.909 | 0.909 | 0.909 | 0.909 | 0.909 | 0.909 | 21.816 | 65 | 1418.04 | 0.909
IA | nuclear | Fall | 0.909 | 0.909 | 0.909 | 0.909 | 0.909 | 0.909 | 0.909 | 0.909 | 0.909 | 0.909 | 0.909 | 0.909 | 0.909 | 0.909 | 0.909 | 0.909 | 0.909 | 0.909 | 0.909 | 0.909 | 0.909 | 0.909 | 0.909 | 0.909 | 21.816 | 81 | 1767.096 | 0.909
IA | nuclear | Summer Peak | 0.909 | 0.909 | 0.909 | 0.909 | 0.909 | 0.909 | 0.909 | 0.909 | 0.909 | 0.909 | 0.909 | 0.909 | 0.909 | 0.909 | 0.909 | 0.909 | 0.909 | 0.909 | 0.909 | 0.909 | 0.909 | 0.909 | 0.909 | 0.909 | 21.816 | 10 | 218.16 | 0.909
IA | nuclear | Winter Peak | 0.909 | 0.909 | 0.909 | 0.909 | 0.909 | 0.909 | 0.909 | 0.909 | 0.909 | 0.909 | 0.909 | 0.909 | 0.909 | 0.909 | 0.909 | 0.909 | 0.909 | 0.909 | 0.909 | 0.909 | 0.909 | 0.909 | 0.909 | 0.909 | 21.816 | 6 | 130.896 | 0.909
IA | offshore wind | Winter | 0.46451 | 0.46046 | 0.45917 | 0.45785 | 0.45905 | 0.46178 | 0.46795 | 0.4723 | 0.47325 | 0.45702 | 0.43623 | 0.41917 | 0.40865 | 0.40787 | 0.41035 | 0.41826 | 0.43785 | 0.4595 | 0.46783 | 0.4747 | 0.4728 | 0.47014 | 0.46435 | 0.44969 | 10.8307 | 97 | 1050.5803 | 0.4747
IA | offshore wind | Spring | 0.44472 | 0.43504 | 0.43018 | 0.42314 | 0.4119 | 0.39669 | 0.38665 | 0.37127 | 0.3456 | 0.32681 | 0.31325 | 0.30347 | 0.30782 | 0.31905 | 0.3249 | 0.33608 | 0.35787 | 0.38535 | 0.40885 | 0.43556 | 0.4543 | 0.45487 | 0.45932 | 0.45564 | 9.2883 | 106 | 984.56 | 0.45932
IA | offshore wind | Summer | 0.27657 | 0.27915 | 0.28254 | 0.27838 | 0.2705 | 0.25868 | 0.24308 | 0.22436 | 0.20465 | 0.18632 | 0.18106 | 0.18041 | 0.17236 | 0.17022 | 0.17608 | 0.18867 | 0.20837 | 0.21839 | 0.23071 | 0.25567 | 0.25145 | 0.25036 | 0.25698 | 0.2659 | 5.5108 | 65 | 358.2044 | 0.28254
IA | offshore wind | Fall | 0.39945 | 0.40031 | 0.39867 | 0.39313 | 0.39477 | 0.39571 | 0.40203 | 0.40656 | 0.40312 | 0.39165 | 0.37299 | 0.36042 | 0.35176 | 0.34653 | 0.3498 | 0.3612 | 0.374 | 0.39329 | 0.40898 | 0.43052 | 0.45652 | 0.45589 | 0.44863 | 0.43021 | 9.5262 | 81 | 771.6183 | 0.45652
IA | offshore wind | Summer Peak | 0.50095 | 0.5019 | 0.53048 | 0.51048 | 0.49333 | 0.49905 | 0.45238 | 0.39143 | 0.37238 | 0.33905 | 0.29905 | 0.30476 | 0.30286 | 0.3 | 0.3 | 0.31238 | 0.34762 | 0.41524 | 0.43714 | 0.43238 | 0.45905 | 0.46667 | 0.44857 | 0.44667 | 9.8638 | 10 | 98.6381 | 0.53048
IA | offshore wind | Winter Peak | 0.47524 | 0.47905 | 0.46952 | 0.46667 | 0.45143 | 0.46 | 0.50476 | 0.53905 | 0.54762 | 0.54857 | 0.53905 | 0.50762 | 0.48095 | 0.46857 | 0.47524 | 0.49714 | 0.52571 | 0.57333 | 0.61238 | 0.62286 | 0.65048 | 0.66857 | 0.6981 | 0.75048 | 13.0124 | 6 | 78.0743 | 0.75048
IA | onshore wind | Winter | 0.64423 | 0.64995 | 0.65581 | 0.66164 | 0.66776 | 0.66764 | 0.64807 | 0.61788 | 0.5887 | 0.57808 | 0.57427 | 0.5848 | 0.59979 | 0.61643 | 0.63285 | 0.64481 | 0.64583 | 0.6559 | 0.67974 | 0.69336 | 0.68319 | 0.66581 | 0.64388 | 0.62196 | 15.3224 | 97 | 1486.2688 | 0.69336
IA | onshore wind | Spring | 0.41806 | 0.39989 | 0.3728 | 0.34911 | 0.32953 | 0.30581 | 0.26268 | 0.21866 | 0.17911 | 0.15255 | 0.14779 | 0.15403 | 0.16427 | 0.17594 | 0.19191 | 0.21109 | 0.24462 | 0.28132 | 0.33797 | 0.39518 | 0.43307 | 0.45325 | 0.46132 | 0.46482 | 7.1048 | 106 | 753.1077 | 0.46482
IA | onshore wind | Summer | 0.21301 | 0.18917 | 0.1717 | 0.16117 | 0.1521 | 0.13963 | 0.11574 | 0.093972 | 0.0754 | 0.061483 | 0.055732 | 0.055529 | 0.058353 | 0.063355 | 0.070946 | 0.083924 | 0.10568 | 0.12902 | 0.15564 | 0.18502 | 0.20164 | 0.21256 | 0.21392 | 0.21791 | 3.1826 | 65 | 206.8688 | 0.21791
IA | onshore wind | Fall | 0.58739 | 0.58436 | 0.57933 | 0.57391 | 0.56841 | 0.54294 | 0.4478 | 0.34674 | 0.26677 | 0.21797 | 0.20913 | 0.21645 | 0.2276 | 0.23894 | 0.25572 | 0.28193 | 0.32321 | 0.39012 | 0.47653 | 0.55522 | 0.59386 | 0.60682 | 0.60812 | 0.58585 | 10.2851 | 81 | 833.0958 | 0.60812
IA | onshore wind | Summer Peak | 0.61709 | 0.61217 | 0.61282 | 0.609 | 0.58621 | 0.41389 | 0.17112 | 0.12965 | 0.12237 | 0.10797 | 0.097672 | 0.08701 | 0.077205 | 0.073314 | 0.070295 | 0.064904 | 0.063254 | 0.072932 | 0.13373 | 0.19228 | 0.21648 | 0.23513 | 0.23516 | 0.23292 | 5.8346 | 10 | 58.3456 | 0.61709
IA | onshore wind | Winter Peak | 0.13086 | 0.1074 | 0.089871 | 0.076244 | 0.071471 | 0.073154 | 0.083386 | 0.10173 | 0.09291 | 0.060383 | 0.038899 | 0.042352 | 0.055083 | 0.07409 | 0.10251 | 0.16192 | 0.2861 | 0.38441 | 0.43172 | 0.46353 | 0.48245 | 0.50005 | 0.51279 | 0.51955 | 4.9429 | 6 | 29.6572 | 0.51955
IA | petroleum | Winter | 0.0014602 | 0.0014602 | 0.0014602 | 0.0014602 | 0.0014602 | 0.0014602 | 0.0014602 | 0.0014602 | 0.0014602 | 0.0014602 | 0.0014602 | 0.0038922 | 0.0074406 | 0.013406 | 0.01511 | 0.018474 | 0.031556 | 0.035135 | 0.035698 | 0.030933 | 0.027081 | 0.018933 | 0.018933 | 0.017473 | 0.29013 | 97 | 28.1424 | 0.035698
IA | petroleum | Spring | 0.02905 | 0.02905 | 0.02905 | 0.02905 | 0.02905 | 0.02905 | 0.02905 | 0.02905 | 0.02905 | 0.030013 | 0.037483 | 0.055652 | 0.067933 | 0.075732 | 0.093832 | 0.10727 | 0.12365 | 0.1298 | 0.1183 | 0.072325 | 0.030706 | 0.015902 | 0.015013 | 0.015013 | 1.2501 | 106 | 132.5083 | 0.1298
IA | petroleum | Summer | 0.018251 | 0.018251 | 0.018251 | 0.018251 | 0.018251 | 0.018251 | 0.018251 | 0.018251 | 0.018251 | 0.01982 | 0.026744 | 0.040495 | 0.052536 | 0.070258 | 0.086204 | 0.09199 | 0.1082 | 0.11767 | 0.10905 | 0.081079 | 0.020608 | 0.0092072 | 0.0092072 | 0.0092072 | 1.0165 | 65 | 66.0743 | 0.11767
IA | petroleum | Fall | 0.0053772 | 0.0053772 | 0.0053772 | 0.0053772 | 0.0053772 | 0.0053772 | 0.0053772 | 0.0053772 | 0.0053772 | 0.0053772 | 0.014431 | 0.022488 | 0.043179 | 0.049577 | 0.060045 | 0.067702 | 0.077907 | 0.079787 | 0.076946 | 0.040272 | 0.018519 | 0.0088745 | 0.0088745 | 0.0088745 | 0.63125 | 81 | 51.1311 | 0.079787
IA | petroleum | Summer Peak | 0.15426 | 0.15426 | 0.15426 | 0.15426 | 0.15426 | 0.15426 | 0.15426 | 0.15426 | 0.15426 | 0.18075 | 0.31364 | 0.38431 | 0.51387 | 0.55965 | 0.58 | 0.6324 | 0.71961 | 0.77351 | 0.7927 | 0.55868 | 0.38151 | 0.20801 | 0.17819 | 0.17819 | 8.3433 | 10 | 83.4332 | 0.7927
IA | petroleum | Winter Peak | 0 | 0 | 0 | 0 | 0 | 0 | 0 | 0 | 0 | 0 | 0 | 0 | 0 | 0 | 0 | 0 | 0 | 0 | 0 | 0 | 0 | 0 | 0 | 0 | 0 | 6 | 0 | 0
IA | pumped hydro | Winter | 0.050786 | 0.031782 | 0.011015 | 0.0036035 | 0.0015851 | 0.005556 | 0.040084 | 0.033931 | 0.015151 | 0.0089085 | 0.0017651 | 0.0025064 | 0.0017282 | 0.0011129 | 0.0006206 | 0.00067935 | 0.0057153 | 0.12696 | 0.27549 | 0.26941 | 0.19322 | 0.12361 | 0.087958 | 0.059443 | 1.3526 | 97 | 131.2043 | 0.27549
IA | pumped hydro | Spring | 0.13406 | 0.089046 | 0.043601 | 0.027674 | 0.022308 | 0.021574 | 0.03002 | 0.021769 | 0.01624 | 0.0019417 | 0.0019339 | 0.0016268 | 0.0017358 | 0.0033852 | 0.0067275 | 0.010701 | 0.041979 | 0.14699 | 0.34078 | 0.37694 | 0.3594 | 0.20445 | 0.15713 | 0.1425 | 2.2045 | 106 | 233.6779 | 0.37694
IA | pumped hydro | Summer | 0.088023 | 0.039339 | 0.016514 | 0.0093124 | 0.0054294 | 0.0038308 | 0.0031176 | 0.0012654 | 0.00015248 | 2.3472e-05 | 0.00083549 | 0.022595 | 0.10315 | 0.18902 | 0.2678 | 0.35551 | 0.45477 | 0.53128 | 0.58425 | 0.58312 | 0.54844 | 0.32976 | 0.16117 | 0.12689 | 4.4256 | 65 | 287.6641 | 0.58425
IA | pumped hydro | Fall | 0.087977 | 0.062359 | 0.024155 | 0.0062008 | 0.0025893 | 0.0017164 | 0.0023704 | 0.0063496 | 0.0078345 | 0.00033795 | 0.00071655 | 0.00089718 | 0.0046131 | 0.012083 | 0.021131 | 0.03584 | 0.098139 | 0.31041 | 0.39754 | 0.41951 | 0.24537 | 0.15513 | 0.1382 | 0.11573 | 2.1572 | 81 | 174.7334 | 0.41951
IA | pumped hydro | Summer Peak | 0.13154 | 0.040447 | 0 | 0 | 0 | 0 | 0 | 0 | 0 | 0.00043189 | 0.0018473 | 0.083516 | 0.34412 | 0.45311 | 0.54917 | 0.60615 | 0.63472 | 0.64234 | 0.639 | 0.63262 | 0.72697 | 0.67088 | 0.19429 | 0.14993 | 6.5011 | 10 | 65.0108 | 0.72697
IA | pumped hydro | Winter Peak | 0.0047638 | 0.0026573 | 0.0018473 | 0.0018473 | 0 | 0.094888 | 0.19155 | 0.14615 | 0.0043146 | 0.012964 | 0.003345 | 0.0052486 | 0.0036945 | 0 | 0 | 0 | 0.0048896 | 0.20752 | 0.3746 | 0.38504 | 0.33367 | 0.19894 | 0.069298 | 0.020111 | 2.0674 | 6 | 12.4041 | 0.38504
IA | smr | Winter | 0.9 | 0.9 | 0.9 | 0.9 | 0.9 | 0.9 | 0.9 | 0.9 | 0.9 | 0.9 | 0.9 | 0.9 | 0.9 | 0.9 | 0.9 | 0.9 | 0.9 | 0.9 | 0.9 | 0.9 | 0.9 | 0.9 | 0.9 | 0.9 | 21.6 | 97 | 2095.2 | 0.9
IA | smr | Spring | 0.9 | 0.9 | 0.9 | 0.9 | 0.9 | 0.9 | 0.9 | 0.9 | 0.9 | 0.9 | 0.9 | 0.9 | 0.9 | 0.9 | 0.9 | 0.9 | 0.9 | 0.9 | 0.9 | 0.9 | 0.9 | 0.9 | 0.9 | 0.9 | 21.6 | 106 | 2289.6 | 0.9
IA | smr | Summer | 0.9 | 0.9 | 0.9 | 0.9 | 0.9 | 0.9 | 0.9 | 0.9 | 0.9 | 0.9 | 0.9 | 0.9 | 0.9 | 0.9 | 0.9 | 0.9 | 0.9 | 0.9 | 0.9 | 0.9 | 0.9 | 0.9 | 0.9 | 0.9 | 21.6 | 65 | 1404 | 0.9
IA | smr | Fall | 0.9 | 0.9 | 0.9 | 0.9 | 0.9 | 0.9 | 0.9 | 0.9 | 0.9 | 0.9 | 0.9 | 0.9 | 0.9 | 0.9 | 0.9 | 0.9 | 0.9 | 0.9 | 0.9 | 0.9 | 0.9 | 0.9 | 0.9 | 0.9 | 21.6 | 81 | 1749.6 | 0.9
IA | smr | Summer Peak | 0.9 | 0.9 | 0.9 | 0.9 | 0.9 | 0.9 | 0.9 | 0.9 | 0.9 | 0.9 | 0.9 | 0.9 | 0.9 | 0.9 | 0.9 | 0.9 | 0.9 | 0.9 | 0.9 | 0.9 | 0.9 | 0.9 | 0.9 | 0.9 | 21.6 | 10 | 216 | 0.9
IA | smr | Winter Peak | 0.9 | 0.9 | 0.9 | 0.9 | 0.9 | 0.9 | 0.9 | 0.9 | 0.9 | 0.9 | 0.9 | 0.9 | 0.9 | 0.9 | 0.9 | 0.9 | 0.9 | 0.9 | 0.9 | 0.9 | 0.9 | 0.9 | 0.9 | 0.9 | 21.6 | 6 | 129.6 | 0.9
IA | solar pv dist | Winter | 0 | 0 | 0 | 0 | 0.0010125 | 0.0056793 | 0.13223 | 0.23906 | 0.33897 | 0.37187 | 0.36869 | 0.36939 | 0.37444 | 0.47933 | 0.45007 | 0.34285 | 0.17807 | 0.073739 | 0.0082658 | 0 | 0 | 0 | 0 | 0 | 3.7337 | 97 | 362.1652 | 0.47933
IA | solar pv dist | Spring | 0 | 0 | 0 | 0 | 0.0010445 | 0.0085243 | 0.16213 | 0.26413 | 0.33778 | 0.36123 | 0.37243 | 0.37364 | 0.37861 | 0.48122 | 0.45285 | 0.35305 | 0.21906 | 0.10771 | 0.01405 | 0 | 0 | 0 | 0 | 0 | 3.8874 | 106 | 412.0696 | 0.48122
IA | solar pv dist | Summer | 0 | 0 | 0 | 0 | 0.0015522 | 0.010742 | 0.18999 | 0.2828 | 0.34235 | 0.36087 | 0.36 | 0.36412 | 0.36952 | 0.4519 | 0.42723 | 0.35275 | 0.20999 | 0.10245 | 0.015618 | 0 | 0 | 0 | 0 | 0 | 3.8419 | 65 | 249.7205 | 0.4519
IA | solar pv dist | Fall | 0 | 0 | 0 | 0 | 0.0012346 | 0.00819 | 0.19641 | 0.34598 | 0.42708 | 0.44314 | 0.43322 | 0.42646 | 0.43341 | 0.54803 | 0.52384 | 0.39706 | 0.22835 | 0.10031 | 0.013988 | 0 | 0 | 0 | 0 | 0 | 4.5267 | 81 | 366.6625 | 0.54803
IA | solar pv dist | Summer Peak | 0 | 0 | 0 | 0 | 0.004375 | 0.025625 | 0.35473 | 0.43411 | 0.47643 | 0.49795 | 0.48393 | 0.46777 | 0.48741 | 0.56848 | 0.5408 | 0.49804 | 0.46339 | 0.23732 | 0.055982 | 0 | 0 | 0 | 0 | 0 | 5.5963 | 10 | 55.9634 | 0.56848
IA | solar pv dist | Winter Peak | 0 | 0 | 0 | 0 | 0 | 0 | 0.003125 | 0.06756 | 0.13795 | 0.1872 | 0.2436 | 0.26473 | 0.25268 | 0.39048 | 0.35461 | 0.22589 | 0.041964 | 0 | 0 | 0 | 0 | 0 | 0 | 0 | 2.1698 | 6 | 13.0188 | 0.39048
IA | solar pv | Winter | 0 | 0 | 0 | 0 | 0.00096253 | 0.034998 | 0.11634 | 0.22776 | 0.32851 | 0.36824 | 0.37468 | 0.37219 | 0.37576 | 0.37501 | 0.36347 | 0.30197 | 0.17575 | 0.063169 | 0.0093572 | 0 | 0 | 0 | 0 | 0 | 3.4882 | 97 | 338.3535 | 0.37576
IA | solar pv | Spring | 0 | 0 | 0 | 0 | 0.00089889 | 0.04775 | 0.15131 | 0.25807 | 0.34771 | 0.37889 | 0.38439 | 0.38524 | 0.39179 | 0.39543 | 0.38666 | 0.32476 | 0.22024 | 0.10737 | 0.0196 | 0 | 0 | 0 | 0 | 0 | 3.8001 | 106 | 402.8118 | 0.39543
IA | solar pv | Summer | 0 | 0 | 0 | 0 | 0.001171 | 0.060227 | 0.17566 | 0.28858 | 0.36616 | 0.38368 | 0.38233 | 0.38076 | 0.38389 | 0.38281 | 0.37722 | 0.33163 | 0.22686 | 0.11508 | 0.022894 | 0 | 0 | 0 | 0 | 0 | 3.879 | 65 | 252.132 | 0.38389
IA | solar pv | Fall | 0 | 0 | 0 | 0 | 0.0011527 | 0.047759 | 0.17363 | 0.3332 | 0.44061 | 0.46166 | 0.45146 | 0.4419 | 0.44698 | 0.45314 | 0.44361 | 0.36669 | 0.23368 | 0.10402 | 0.021417 | 0 | 0 | 0 | 0 | 0 | 4.4209 | 81 | 358.0949 | 0.46166
IA | solar pv | Summer Peak | 0 | 0 | 0 | 0 | 0.0035868 | 0.15398 | 0.35766 | 0.46603 | 0.51937 | 0.53654 | 0.5347 | 0.53076 | 0.5284 | 0.53467 | 0.53005 | 0.51847 | 0.47447 | 0.32385 | 0.094269 | 0 | 0 | 0 | 0 | 0 | 6.1068 | 10 | 61.0681 | 0.53654
IA | solar pv | Winter Peak | 0 | 0 | 0 | 0 | 0 | 0 | 0.00018253 | 0.038423 | 0.13722 | 0.17441 | 0.20403 | 0.22379 | 0.23465 | 0.24131 | 0.23633 | 0.16953 | 0.034088 | 0 | 0 | 0 | 0 | 0 | 0 | 0 | 1.6939 | 6 | 10.1637 | 0.24131
IA | solar thermal | Winter | 0 | 0 | 0 | 0 | 0 | 0 | 0 | 0 | 0 | 0.08597 | 0.37963 | 0.49887 | 0.49723 | 0.48344 | 0.47116 | 0.48279 | 0.49202 | 0.44649 | 0.21282 | 0.015243 | 0 | 0 | 0 | 0 | 4.0657 | 97 | 394.3696 | 0.49887
IA | solar thermal | Spring | 0 | 0 | 0 | 0 | 0 | 0 | 0 | 0.0076376 | 0.18687 | 0.48014 | 0.63047 | 0.67382 | 0.67706 | 0.67418 | 0.66674 | 0.6665 | 0.66683 | 0.64842 | 0.56803 | 0.30656 | 0.039289 | 0 | 0 | 0 | 6.8926 | 106 | 730.6117 | 0.67706
IA | solar thermal | Summer | 0 | 0 | 0 | 0 | 0 | 0 | 0 | 0.024165 | 0.27576 | 0.51489 | 0.59949 | 0.63012 | 0.63917 | 0.63842 | 0.63267 | 0.62353 | 0.61338 | 0.59439 | 0.54207 | 0.40006 | 0.11962 | 2.6056e-06 | 0 | 0 | 6.8477 | 65 | 445.102 | 0.63917
IA | solar thermal | Fall | 0 | 0 | 0 | 0 | 0 | 0 | 0 | 0 | 0.054994 | 0.36422 | 0.55217 | 0.58569 | 0.57826 | 0.56812 | 0.56341 | 0.56827 | 0.56955 | 0.52878 | 0.35579 | 0.077412 | 3.2207e-05 | 0 | 0 | 0 | 5.3667 | 81 | 434.7023 | 0.58569
IA | solar thermal | Summer Peak | 0 | 0 | 0 | 0 | 0 | 0 | 0 | 0.027732 | 0.38084 | 0.62249 | 0.69231 | 0.71807 | 0.7248 | 0.72465 | 0.72329 | 0.72571 | 0.72389 | 0.71218 | 0.67311 | 0.55977 | 0.22117 | 0 | 0 | 0 | 8.23 | 10 | 82.3001 | 0.72571
IA | solar thermal | Winter Peak | 0 | 0 | 0 | 0 | 0 | 0 | 0 | 0 | 0 | 0.0026447 | 0.27588 | 0.35613 | 0.39021 | 0.41121 | 0.42512 | 0.48557 | 0.52766 | 0.49305 | 0.19344 | 0 | 0 | 0 | 0 | 0 | 3.5609 | 6 | 21.3654 | 0.52766
IA | natural gas steam turbine | Winter | 0 | 0 | 0 | 0 | 0 | 0 | 0.003268 | 0.003268 | 0.003268 | 0.003268 | 0.003268 | 0.003268 | 0.003268 | 0.003268 | 0.003268 | 0.003268 | 0.01634 | 0.027778 | 0.027778 | 0.019608 | 0.0065359 | 0 | 0 | 0 | 0.13072 | 97 | 12.6797 | 0.027778
IA | natural gas steam turbine | Spring | 0.061264 | 0.061264 | 0.061264 | 0.061264 | 0.065352 | 0.065352 | 0.074892 | 0.078977 | 0.083066 | 0.08988 | 0.1001 | 0.1001 | 0.10214 | 0.10691 | 0.10691 | 0.10717 | 0.12461 | 0.14145 | 0.14686 | 0.1339 | 0.11697 | 0.09669 | 0.082382 | 0.064669 | 2.2334 | 106 | 236.7449 | 0.14686
IA | natural gas steam turbine | Summer | 0.17024 | 0.1688 | 0.16736 | 0.16736 | 0.16736 | 0.16736 | 0.17456 | 0.18176 | 0.19473 | 0.21779 | 0.25746 | 0.30554 | 0.34985 | 0.38823 | 0.42132 | 0.46198 | 0.50439 | 0.50844 | 0.49478 | 0.36935 | 0.28326 | 0.2207 | 0.18221 | 0.17168 | 6.6965 | 65 | 435.2735 | 0.50844
IA | natural gas steam turbine | Fall | 0.030805 | 0.030805 | 0.030805 | 0.030805 | 0.030805 | 0.030805 | 0.030805 | 0.030805 | 0.030805 | 0.03286 | 0.036971 | 0.039026 | 0.041082 | 0.041344 | 0.045156 | 0.069989 | 0.10816 | 0.11072 | 0.094816 | 0.072149 | 0.03389 | 0.027724 | 0.027724 | 0.027724 | 1.0866 | 81 | 88.0124 | 0.11072
IA | natural gas steam turbine | Summer Peak | 0 | 0 | 0 | 0 | 0 | 0 | 0 | 0 | 0 | 0 | 0 | 0 | 0 | 0.18791 | 0.31329 | 0.27834 | 0.18791 | 0.18791 | 0.18791 | 0.31329 | 0 | 0 | 0 | 0 | 1.6565 | 10 | 16.5654 | 0.31329
IA | natural gas steam turbine | Winter Peak | 0 | 0 | 0 | 0 | 0 | 0 | 0 | 0 | 0 | 0 | 0 | 0 | 0 | 0 | 0 | 0 | 0 | 0 | 0 | 0 | 0 | 0 | 0 | 0 | 0 | 6 | 0 | 0
ID | biomass ccs | Winter | 0.8 | 0.8 | 0.8 | 0.8 | 0.8 | 0.8 | 0.8 | 0.8 | 0.8 | 0.8 | 0.8 | 0.8 | 0.8 | 0.8 | 0.8 | 0.8 | 0.8 | 0.8 | 0.8 | 0.8 | 0.8 | 0.8 | 0.8 | 0.8 | 19.2 | 55 | 1056 | 0.8
ID | biomass ccs | Spring | 0.8 | 0.8 | 0.8 | 0.8 | 0.8 | 0.8 | 0.8 | 0.8 | 0.8 | 0.8 | 0.8 | 0.8 | 0.8 | 0.8 | 0.8 | 0.8 | 0.8 | 0.8 | 0.8 | 0.8 | 0.8 | 0.8 | 0.8 | 0.8 | 19.2 | 73 | 1401.6 | 0.8
ID | biomass ccs | Summer | 0.8 | 0.8 | 0.8 | 0.8 | 0.8 | 0.8 | 0.8 | 0.8 | 0.8 | 0.8 | 0.8 | 0.8 | 0.8 | 0.8 | 0.8 | 0.8 | 0.8 | 0.8 | 0.8 | 0.8 | 0.8 | 0.8 | 0.8 | 0.8 | 19.2 | 79 | 1516.8 | 0.8
ID | biomass ccs | Fall | 0.8 | 0.8 | 0.8 | 0.8 | 0.8 | 0.8 | 0.8 | 0.8 | 0.8 | 0.8 | 0.8 | 0.8 | 0.8 | 0.8 | 0.8 | 0.8 | 0.8 | 0.8 | 0.8 | 0.8 | 0.8 | 0.8 | 0.8 | 0.8 | 19.2 | 124 | 2380.8 | 0.8
ID | biomass ccs | Summer Peak | 0.8 | 0.8 | 0.8 | 0.8 | 0.8 | 0.8 | 0.8 | 0.8 | 0.8 | 0.8 | 0.8 | 0.8 | 0.8 | 0.8 | 0.8 | 0.8 | 0.8 | 0.8 | 0.8 | 0.8 | 0.8 | 0.8 | 0.8 | 0.8 | 19.2 | 12 | 230.4 | 0.8
ID | biomass ccs | Winter Peak | 0.8 | 0.8 | 0.8 | 0.8 | 0.8 | 0.8 | 0.8 | 0.8 | 0.8 | 0.8 | 0.8 | 0.8 | 0.8 | 0.8 | 0.8 | 0.8 | 0.8 | 0.8 | 0.8 | 0.8 | 0.8 | 0.8 | 0.8 | 0.8 | 19.2 | 22 | 422.4 | 0.8
ID | biomass | Winter | 0.32146 | 0.32146 | 0.32146 | 0.32146 | 0.32146 | 0.32146 | 0.32146 | 0.32091 | 0.32091 | 0.32091 | 0.32091 | 0.32091 | 0.32091 | 0.32091 | 0.32146 | 0.32146 | 0.32146 | 0.32146 | 0.32146 | 0.32146 | 0.32146 | 0.32146 | 0.32146 | 0.32146 | 7.7112 | 55 | 424.1151 | 0.32146
ID | biomass | Spring | 0.32146 | 0.32146 | 0.32146 | 0.32146 | 0.32146 | 0.32146 | 0.32104 | 0.3183 | 0.31008 | 0.30734 | 0.30734 | 0.30734 | 0.30734 | 0.30776 | 0.30776 | 0.3105 | 0.31598 | 0.32146 | 0.32146 | 0.32146 | 0.32146 | 0.32146 | 0.32146 | 0.32146 | 7.5998 | 73 | 554.7825 | 0.32146
ID | biomass | Summer | 0.32146 | 0.32146 | 0.32146 | 0.32146 | 0.32146 | 0.32146 | 0.32146 | 0.29849 | 0.2905 | 0.28797 | 0.28797 | 0.28797 | 0.28797 | 0.28797 | 0.28815 | 0.28854 | 0.3012 | 0.32146 | 0.32146 | 0.32146 | 0.32146 | 0.32146 | 0.32146 | 0.32146 | 7.4072 | 79 | 585.1666 | 0.32146
ID | biomass | Fall | 0.32146 | 0.32146 | 0.32146 | 0.32146 | 0.32146 | 0.32146 | 0.31985 | 0.31476 | 0.30992 | 0.30992 | 0.30992 | 0.30992 | 0.30992 | 0.30992 | 0.31178 | 0.31694 | 0.32146 | 0.32146 | 0.32146 | 0.32146 | 0.32146 | 0.32146 | 0.32146 | 0.32146 | 7.6233 | 124 | 945.2883 | 0.32146
ID | biomass | Summer Peak | 0.32146 | 0.32146 | 0.32146 | 0.32146 | 0.32146 | 0.32146 | 0.32146 | 0.32146 | 0.32146 | 0.32146 | 0.32146 | 0.32146 | 0.32146 | 0.32146 | 0.32146 | 0.32146 | 0.32146 | 0.32146 | 0.32146 | 0.32146 | 0.32146 | 0.32146 | 0.32146 | 0.32146 | 7.715 | 12 | 92.5805 | 0.32146
ID | biomass | Winter Peak | 0.32146 | 0.32146 | 0.32146 | 0.32146 | 0.32146 | 0.32146 | 0.32146 | 0.32146 | 0.32146 | 0.32146 | 0.32146 | 0.32146 | 0.32146 | 0.32146 | 0.32146 | 0.32146 | 0.32146 | 0.32146 | 0.32146 | 0.32146 | 0.32146 | 0.32146 | 0.32146 | 0.32146 | 7.715 | 22 | 169.731 | 0.32146
ID | natural gas combined cycle ccs | Winter | 0.8 | 0.8 | 0.8 | 0.8 | 0.8 | 0.8 | 0.8 | 0.8 | 0.8 | 0.8 | 0.8 | 0.8 | 0.8 | 0.8 | 0.8 | 0.8 | 0.8 | 0.8 | 0.8 | 0.8 | 0.8 | 0.8 | 0.8 | 0.8 | 19.2 | 55 | 1056 | 0.8
ID | natural gas combined cycle ccs | Spring | 0.8 | 0.8 | 0.8 | 0.8 | 0.8 | 0.8 | 0.8 | 0.8 | 0.8 | 0.8 | 0.8 | 0.8 | 0.8 | 0.8 | 0.8 | 0.8 | 0.8 | 0.8 | 0.8 | 0.8 | 0.8 | 0.8 | 0.8 | 0.8 | 19.2 | 73 | 1401.6 | 0.8
ID | natural gas combined cycle ccs | Summer | 0.8 | 0.8 | 0.8 | 0.8 | 0.8 | 0.8 | 0.8 | 0.8 | 0.8 | 0.8 | 0.8 | 0.8 | 0.8 | 0.8 | 0.8 | 0.8 | 0.8 | 0.8 | 0.8 | 0.8 | 0.8 | 0.8 | 0.8 | 0.8 | 19.2 | 79 | 1516.8 | 0.8
ID | natural gas combined cycle ccs | Fall | 0.8 | 0.8 | 0.8 | 0.8 | 0.8 | 0.8 | 0.8 | 0.8 | 0.8 | 0.8 | 0.8 | 0.8 | 0.8 | 0.8 | 0.8 | 0.8 | 0.8 | 0.8 | 0.8 | 0.8 | 0.8 | 0.8 | 0.8 | 0.8 | 19.2 | 124 | 2380.8 | 0.8
ID | natural gas combined cycle ccs | Summer Peak | 0.8 | 0.8 | 0.8 | 0.8 | 0.8 | 0.8 | 0.8 | 0.8 | 0.8 | 0.8 | 0.8 | 0.8 | 0.8 | 0.8 | 0.8 | 0.8 | 0.8 | 0.8 | 0.8 | 0.8 | 0.8 | 0.8 | 0.8 | 0.8 | 19.2 | 12 | 230.4 | 0.8
ID | natural gas combined cycle ccs | Winter Peak | 0.8 | 0.8 | 0.8 | 0.8 | 0.8 | 0.8 | 0.8 | 0.8 | 0.8 | 0.8 | 0.8 | 0.8 | 0.8 | 0.8 | 0.8 | 0.8 | 0.8 | 0.8 | 0.8 | 0.8 | 0.8 | 0.8 | 0.8 | 0.8 | 19.2 | 22 | 422.4 | 0.8
ID | natural gas combined cycle | Winter | 0.77436 | 0.77436 | 0.77436 | 0.77436 | 0.77436 | 0.76951 | 0.70402 | 0.57729 | 0.5663 | 0.5935 | 0.65806 | 0.68152 | 0.68152 | 0.69149 | 0.69224 | 0.70397 | 0.7576 | 0.79863 | 0.82686 | 0.84435 | 0.83924 | 0.82007 | 0.81036 | 0.78124 | 17.6696 | 55 | 971.8279 | 0.84435
ID | natural gas combined cycle | Spring | 0.76658 | 0.76216 | 0.76033 | 0.75796 | 0.75926 | 0.7611 | 0.72757 | 0.65319 | 0.58187 | 0.58553 | 0.5988 | 0.60764 | 0.61267 | 0.61358 | 0.60474 | 0.64202 | 0.68703 | 0.79446 | 0.8062 | 0.80254 | 0.79888 | 0.79156 | 0.79156 | 0.78349 | 17.0507 | 73 | 1244.7024 | 0.8062
ID | natural gas combined cycle | Summer | 0.78243 | 0.77462 | 0.76215 | 0.76215 | 0.76215 | 0.76891 | 0.76412 | 0.62753 | 0.56118 | 0.56284 | 0.5732 | 0.57318 | 0.5691 | 0.56163 | 0.56501 | 0.57515 | 0.66453 | 0.77693 | 0.78102 | 0.7851 | 0.7851 | 0.7851 | 0.77764 | 0.76947 | 16.6702 | 79 | 1316.9467 | 0.7851
ID | natural gas combined cycle | Fall | 0.85541 | 0.85326 | 0.84465 | 0.83388 | 0.83399 | 0.84465 | 0.82552 | 0.72569 | 0.65081 | 0.6589 | 0.67662 | 0.69151 | 0.69505 | 0.69332 | 0.69133 | 0.72729 | 0.83524 | 0.88816 | 0.89272 | 0.89458 | 0.89152 | 0.87999 | 0.85585 | 0.85155 | 19.0915 | 124 | 2367.3423 | 0.89458
ID | natural gas combined cycle | Summer Peak | 0.82335 | 0.82335 | 0.82335 | 0.82335 | 0.82335 | 0.82335 | 0.76956 | 0.58127 | 0.63507 | 0.63507 | 0.71577 | 0.79646 | 0.79646 | 0.79646 | 0.79646 | 0.82335 | 0.84561 | 0.8901 | 0.86786 | 0.91239 | 0.93078 | 0.92973 | 0.91239 | 0.89015 | 19.465 | 12 | 233.5801 | 0.93078
ID | natural gas combined cycle | Winter Peak | 0.69378 | 0.69378 | 0.69378 | 0.67912 | 0.69378 | 0.69378 | 0.69378 | 0.69378 | 0.64979 | 0.62046 | 0.59113 | 0.59113 | 0.59113 | 0.57647 | 0.56181 | 0.6058 | 0.69378 | 0.69378 | 0.69378 | 0.69378 | 0.69378 | 0.69378 | 0.70592 | 0.70592 | 15.8978 | 22 | 349.7526 | 0.70592
ID | crude oil | Winter | 0.0359 | 0.0359 | 0.0359 | 0.0359 | 0.0359 | 0.0359 | 0.0359 | 0.0359 | 0.0359 | 0.0359 | 0.0359 | 0.0359 | 0.0359 | 0.0359 | 0.0359 | 0.0359 | 0.0359 | 0.0359 | 0.0359 | 0.0359 | 0.0359 | 0.0359 | 0.0359 | 0.0359 | 0.8616 | 55 | 47.388 | 0.0359
ID | crude oil | Spring | 0.0359 | 0.0359 | 0.0359 | 0.0359 | 0.0359 | 0.0359 | 0.0359 | 0.0359 | 0.0359 | 0.0359 | 0.0359 | 0.0359 | 0.0359 | 0.0359 | 0.0359 | 0.0359 | 0.0359 | 0.0359 | 0.0359 | 0.0359 | 0.0359 | 0.0359 | 0.0359 | 0.0359 | 0.8616 | 73 | 62.8968 | 0.0359
ID | crude oil | Summer | 0.0359 | 0.0359 | 0.0359 | 0.0359 | 0.0359 | 0.0359 | 0.0359 | 0.0359 | 0.0359 | 0.0359 | 0.0359 | 0.0359 | 0.0359 | 0.0359 | 0.0359 | 0.0359 | 0.0359 | 0.0359 | 0.0359 | 0.0359 | 0.0359 | 0.0359 | 0.0359 | 0.0359 | 0.8616 | 79 | 68.0664 | 0.0359
ID | crude oil | Fall | 0.0359 | 0.0359 | 0.0359 | 0.0359 | 0.0359 | 0.0359 | 0.0359 | 0.0359 | 0.0359 | 0.0359 | 0.0359 | 0.0359 | 0.0359 | 0.0359 | 0.0359 | 0.0359 | 0.0359 | 0.0359 | 0.0359 | 0.0359 | 0.0359 | 0.0359 | 0.0359 | 0.0359 | 0.8616 | 124 | 106.8384 | 0.0359
ID | crude oil | Summer Peak | 0.0359 | 0.0359 | 0.0359 | 0.0359 | 0.0359 | 0.0359 | 0.0359 | 0.0359 | 0.0359 | 0.0359 | 0.0359 | 0.0359 | 0.0359 | 0.0359 | 0.0359 | 0.0359 | 0.0359 | 0.0359 | 0.0359 | 0.0359 | 0.0359 | 0.0359 | 0.0359 | 0.0359 | 0.8616 | 12 | 10.3392 | 0.0359
ID | crude oil | Winter Peak | 0.0359 | 0.0359 | 0.0359 | 0.0359 | 0.0359 | 0.0359 | 0.0359 | 0.0359 | 0.0359 | 0.0359 | 0.0359 | 0.0359 | 0.0359 | 0.0359 | 0.0359 | 0.0359 | 0.0359 | 0.0359 | 0.0359 | 0.0359 | 0.0359 | 0.0359 | 0.0359 | 0.0359 | 0.8616 | 22 | 18.9552 | 0.0359
ID | geothermal | Winter | 0.6595 | 0.6595 | 0.6595 | 0.6595 | 0.6595 | 0.6595 | 0.6595 | 0.6595 | 0.6595 | 0.6595 | 0.6595 | 0.6595 | 0.6595 | 0.6595 | 0.6595 | 0.6595 | 0.6595 | 0.6595 | 0.6595 | 0.6595 | 0.6595 | 0.6595 | 0.6595 | 0.6595 | 15.828 | 55 | 870.54 | 0.6595
ID | geothermal | Spring | 0.6595 | 0.6595 | 0.6595 | 0.6595 | 0.6595 | 0.6595 | 0.6595 | 0.6595 | 0.6595 | 0.6595 | 0.6595 | 0.6595 | 0.6595 | 0.6595 | 0.6595 | 0.6595 | 0.6595 | 0.6595 | 0.6595 | 0.6595 | 0.6595 | 0.6595 | 0.6595 | 0.6595 | 15.828 | 73 | 1155.444 | 0.6595
ID | geothermal | Summer | 0.6595 | 0.6595 | 0.6595 | 0.6595 | 0.6595 | 0.6595 | 0.6595 | 0.6595 | 0.6595 | 0.6595 | 0.6595 | 0.6595 | 0.6595 | 0.6595 | 0.6595 | 0.6595 | 0.6595 | 0.6595 | 0.6595 | 0.6595 | 0.6595 | 0.6595 | 0.6595 | 0.6595 | 15.828 | 79 | 1250.412 | 0.6595
ID | geothermal | Fall | 0.6595 | 0.6595 | 0.6595 | 0.6595 | 0.6595 | 0.6595 | 0.6595 | 0.6595 | 0.6595 | 0.6595 | 0.6595 | 0.6595 | 0.6595 | 0.6595 | 0.6595 | 0.6595 | 0.6595 | 0.6595 | 0.6595 | 0.6595 | 0.6595 | 0.6595 | 0.6595 | 0.6595 | 15.828 | 124 | 1962.672 | 0.6595
ID | geothermal | Summer Peak | 0.6595 | 0.6595 | 0.6595 | 0.6595 | 0.6595 | 0.6595 | 0.6595 | 0.6595 | 0.6595 | 0.6595 | 0.6595 | 0.6595 | 0.6595 | 0.6595 | 0.6595 | 0.6595 | 0.6595 | 0.6595 | 0.6595 | 0.6595 | 0.6595 | 0.6595 | 0.6595 | 0.6595 | 15.828 | 12 | 189.936 | 0.6595
ID | geothermal | Winter Peak | 0.6595 | 0.6595 | 0.6595 | 0.6595 | 0.6595 | 0.6595 | 0.6595 | 0.6595 | 0.6595 | 0.6595 | 0.6595 | 0.6595 | 0.6595 | 0.6595 | 0.6595 | 0.6595 | 0.6595 | 0.6595 | 0.6595 | 0.6595 | 0.6595 | 0.6595 | 0.6595 | 0.6595 | 15.828 | 22 | 348.216 | 0.6595
ID | hard coal ccs | Winter | 0.8 | 0.8 | 0.8 | 0.8 | 0.8 | 0.8 | 0.8 | 0.8 | 0.8 | 0.8 | 0.8 | 0.8 | 0.8 | 0.8 | 0.8 | 0.8 | 0.8 | 0.8 | 0.8 | 0.8 | 0.8 | 0.8 | 0.8 | 0.8 | 19.2 | 55 | 1056 | 0.8
ID | hard coal ccs | Spring | 0.8 | 0.8 | 0.8 | 0.8 | 0.8 | 0.8 | 0.8 | 0.8 | 0.8 | 0.8 | 0.8 | 0.8 | 0.8 | 0.8 | 0.8 | 0.8 | 0.8 | 0.8 | 0.8 | 0.8 | 0.8 | 0.8 | 0.8 | 0.8 | 19.2 | 73 | 1401.6 | 0.8
ID | hard coal ccs | Summer | 0.8 | 0.8 | 0.8 | 0.8 | 0.8 | 0.8 | 0.8 | 0.8 | 0.8 | 0.8 | 0.8 | 0.8 | 0.8 | 0.8 | 0.8 | 0.8 | 0.8 | 0.8 | 0.8 | 0.8 | 0.8 | 0.8 | 0.8 | 0.8 | 19.2 | 79 | 1516.8 | 0.8
ID | hard coal ccs | Fall | 0.8 | 0.8 | 0.8 | 0.8 | 0.8 | 0.8 | 0.8 | 0.8 | 0.8 | 0.8 | 0.8 | 0.8 | 0.8 | 0.8 | 0.8 | 0.8 | 0.8 | 0.8 | 0.8 | 0.8 | 0.8 | 0.8 | 0.8 | 0.8 | 19.2 | 124 | 2380.8 | 0.8
ID | hard coal ccs | Summer Peak | 0.8 | 0.8 | 0.8 | 0.8 | 0.8 | 0.8 | 0.8 | 0.8 | 0.8 | 0.8 | 0.8 | 0.8 | 0.8 | 0.8 | 0.8 | 0.8 | 0.8 | 0.8 | 0.8 | 0.8 | 0.8 | 0.8 | 0.8 | 0.8 | 19.2 | 12 | 230.4 | 0.8
ID | hard coal ccs | Winter Peak | 0.8 | 0.8 | 0.8 | 0.8 | 0.8 | 0.8 | 0.8 | 0.8 | 0.8 | 0.8 | 0.8 | 0.8 | 0.8 | 0.8 | 0.8 | 0.8 | 0.8 | 0.8 | 0.8 | 0.8 | 0.8 | 0.8 | 0.8 | 0.8 | 19.2 | 22 | 422.4 | 0.8
ID | hard coal | Winter | 0.40447 | 0.38638 | 0.38205 | 0.38309 | 0.39814 | 0.44209 | 0.49758 | 0.50797 | 0.47231 | 0.44604 | 0.43581 | 0.43157 | 0.42393 | 0.40963 | 0.40197 | 0.41653 | 0.47903 | 0.54847 | 0.57409 | 0.57625 | 0.56961 | 0.54463 | 0.49397 | 0.4414 | 11.067 | 55 | 608.6854 | 0.57625
ID | hard coal | Spring | 0.21433 | 0.20134 | 0.19774 | 0.19846 | 0.20371 | 0.22264 | 0.23858 | 0.23531 | 0.22945 | 0.22862 | 0.23848 | 0.2508 | 0.26158 | 0.26743 | 0.27476 | 0.28339 | 0.30926 | 0.3539 | 0.37509 | 0.39184 | 0.39094 | 0.37428 | 0.3105 | 0.24693 | 6.4994 | 73 | 474.4534 | 0.39184
ID | hard coal | Summer | 0.51378 | 0.47694 | 0.4556 | 0.44755 | 0.45136 | 0.46268 | 0.4635 | 0.47979 | 0.50505 | 0.53058 | 0.58315 | 0.63764 | 0.68153 | 0.70915 | 0.72532 | 0.73718 | 0.74632 | 0.75528 | 0.76967 | 0.78076 | 0.77623 | 0.7506 | 0.67233 | 0.57726 | 14.6893 | 79 | 1160.4521 | 0.78076
ID | hard coal | Fall | 0.33198 | 0.31796 | 0.31354 | 0.31305 | 0.31771 | 0.34454 | 0.37679 | 0.36634 | 0.36218 | 0.36581 | 0.377 | 0.39958 | 0.42385 | 0.44131 | 0.4498 | 0.4689 | 0.51385 | 0.5469 | 0.56326 | 0.56303 | 0.55102 | 0.50124 | 0.42594 | 0.36021 | 9.9958 | 124 | 1239.4797 | 0.56326
ID | hard coal | Summer Peak | 0.66696 | 0.5912 | 0.53954 | 0.51242 | 0.50939 | 0.51308 | 0.50506 | 0.56861 | 0.62474 | 0.69735 | 0.75131 | 0.79387 | 0.81451 | 0.82594 | 0.83147 | 0.83382 | 0.83574 | 0.84121 | 0.84975 | 0.85321 | 0.86009 | 0.85877 | 0.84898 | 0.78276 | 17.3098 | 12 | 207.7173 | 0.86009
ID | hard coal | Winter Peak | 0.57478 | 0.55531 | 0.53848 | 0.53701 | 0.55737 | 0.60669 | 0.67672 | 0.69598 | 0.61275 | 0.57206 | 0.56162 | 0.55666 | 0.54111 | 0.51004 | 0.49425 | 0.52482 | 0.63698 | 0.64985 | 0.69615 | 0.69561 | 0.69838 | 0.68353 | 0.65874 | 0.61004 | 14.4449 | 22 | 317.7881 | 0.69838
ID | heavy or residual fuel oil | Winter | 0 | 0 | 0 | 0 | 0 | 0 | 0 | 0 | 0 | 0 | 0 | 0 | 0 | 0 | 0 | 0 | 0 | 0 | 0 | 0 | 0 | 0 | 0 | 0 | 0 | 55 | 0 | 0
ID | heavy or residual fuel oil | Spring | 0 | 0 | 0 | 0 | 0 | 0 | 0 | 0 | 0 | 0 | 0 | 0 | 0 | 0 | 0 | 0 | 0 | 0 | 0 | 0 | 0 | 0 | 0 | 0 | 0 | 73 | 0 | 0
ID | heavy or residual fuel oil | Summer | 0 | 0 | 0 | 0 | 0 | 0 | 0 | 0 | 0 | 0 | 0 | 0 | 0 | 0 | 0 | 0 | 0 | 0 | 0.95 | 0.95 | 0 | 0 | 0 | 0 | 1.9 | 79 | 150.1 | 0.95
ID | heavy or residual fuel oil | Fall | 0 | 0 | 0 | 0 | 0 | 0 | 0 | 0 | 0 | 0 | 0 | 0 | 0 | 0 | 0 | 0 | 0 | 0 | 0 | 0 | 0 | 0 | 0 | 0 | 0 | 124 | 0 | 0
ID | heavy or residual fuel oil | Summer Peak | 0 | 0 | 0 | 0 | 0 | 0 | 0 | 0 | 0 | 0 | 0 | 0 | 0 | 0 | 0 | 0 | 0 | 0 | 0 | 0 | 0 | 0 | 0 | 0 | 0 | 12 | 0 | 0
ID | heavy or residual fuel oil | Winter Peak | 0 | 0 | 0 | 0 | 0 | 0 | 0 | 0 | 0 | 0 | 0 | 0 | 0 | 0 | 0 | 0 | 0 | 0 | 0 | 0 | 0 | 0 | 0 | 0 | 0 | 22 | 0 | 0
ID | hydro | Winter | 0.59096 | 0.53142 | 0.49519 | 0.4794 | 0.47268 | 0.4727 | 0.33542 | 0.31111 | 0.30257 | 0.30793 | 0.32035 | 0.32629 | 0.34498 | 0.38044 | 0.41384 | 0.4471 | 0.50716 | 0.64056 | 0.68195 | 0.68729 | 0.6834 | 0.68158 | 0.66847 | 0.64505 | 11.7278 | 55 | 645.0301 | 0.68729
ID | hydro | Spring | 0.40149 | 0.37797 | 0.36968 | 0.36459 | 0.36371 | 0.37278 | 0.35802 | 0.30811 | 0.23945 | 0.24082 | 0.24355 | 0.24345 | 0.24351 | 0.24405 | 0.25216 | 0.26377 | 0.35974 | 0.55826 | 0.60258 | 0.60962 | 0.5883 | 0.55518 | 0.47499 | 0.41231 | 9.0481 | 73 | 660.5111 | 0.60962
ID | hydro | Summer | 0.39503 | 0.35593 | 0.33661 | 0.33137 | 0.3468 | 0.38415 | 0.34888 | 0.25518 | 0.22564 | 0.22777 | 0.23087 | 0.23268 | 0.23178 | 0.23039 | 0.22732 | 0.23538 | 0.31914 | 0.50675 | 0.58229 | 0.59173 | 0.57563 | 0.55621 | 0.48904 | 0.4193 | 8.6359 | 79 | 682.2344 | 0.59173
ID | hydro | Fall | 0.36512 | 0.32565 | 0.31903 | 0.31673 | 0.32363 | 0.32143 | 0.29681 | 0.26524 | 0.22771 | 0.22505 | 0.22855 | 0.22844 | 0.23129 | 0.23379 | 0.2394 | 0.24895 | 0.35484 | 0.54264 | 0.60511 | 0.59286 | 0.58103 | 0.55058 | 0.48702 | 0.41386 | 8.5248 | 124 | 1057.072 | 0.60511
ID | hydro | Summer Peak | 0.64284 | 0.5985 | 0.54004 | 0.50794 | 0.51384 | 0.49243 | 0.3249 | 0.31846 | 0.3249 | 0.3249 | 0.32781 | 0.36167 | 0.37758 | 0.38739 | 0.44335 | 0.51551 | 0.63801 | 0.68837 | 0.69682 | 0.69682 | 0.69682 | 0.69682 | 0.68915 | 0.68351 | 12.4884 | 12 | 149.8608 | 0.69682
ID | hydro | Winter Peak | 0.25335 | 0.23434 | 0.22308 | 0.23897 | 0.27028 | 0.29562 | 0.4161 | 0.4391 | 0.24779 | 0.18928 | 0.19257 | 0.18599 | 0.18928 | 0.18715 | 0.18599 | 0.1884 | 0.31183 | 0.57944 | 0.60505 | 0.5877 | 0.58512 | 0.565 | 0.41171 | 0.30376 | 7.8869 | 22 | 173.5116 | 0.60505
ID | hydrogen combined cycle | Winter | 0.67711 | 0.6727 | 0.6707 | 0.66829 | 0.67112 | 0.67311 | 0.67511 | 0.6663 | 0.60211 | 0.58004 | 0.57721 | 0.57883 | 0.57883 | 0.56237 | 0.55272 | 0.57958 | 0.64651 | 0.69748 | 0.69947 | 0.69607 | 0.69467 | 0.69149 | 0.6791 | 0.6791 | 15.47 | 55 | 850.8505 | 0.69947
ID | hydrogen combined cycle | Spring | 0.53348 | 0.53348 | 0.53348 | 0.53348 | 0.53348 | 0.53348 | 0.51738 | 0.37976 | 0.32919 | 0.32091 | 0.31649 | 0.32853 | 0.3273 | 0.33057 | 0.32551 | 0.35012 | 0.40478 | 0.53348 | 0.54855 | 0.55156 | 0.55156 | 0.55156 | 0.54855 | 0.53951 | 10.9562 | 73 | 799.8007 | 0.55156
ID | hydrogen combined cycle | Summer | 0.676 | 0.676 | 0.676 | 0.676 | 0.67337 | 0.67073 | 0.60009 | 0.46988 | 0.47693 | 0.50793 | 0.56845 | 0.59256 | 0.59557 | 0.61281 | 0.61545 | 0.62948 | 0.66724 | 0.70502 | 0.71821 | 0.73141 | 0.72817 | 0.71499 | 0.70766 | 0.68128 | 15.3712 | 79 | 1214.3268 | 0.73141
ID | hydrogen combined cycle | Fall | 0.9234 | 0.91471 | 0.88954 | 0.86877 | 0.87093 | 0.89519 | 0.89701 | 0.77385 | 0.68205 | 0.71914 | 0.75553 | 0.76232 | 0.76668 | 0.76852 | 0.77779 | 0.80601 | 0.93469 | 0.95349 | 0.95091 | 0.95906 | 0.95635 | 0.94221 | 0.9234 | 0.9234 | 20.6149 | 124 | 2556.2528 | 0.95906
ID | hydrogen combined cycle | Summer Peak | 0.55458 | 0.55458 | 0.55458 | 0.55458 | 0.55458 | 0.55458 | 0.27729 | 0.27729 | 0.27729 | 0.27729 | 0.27729 | 0.27729 | 0.27729 | 0.27729 | 0.27729 | 0.27729 | 0.27729 | 0.55458 | 0.55458 | 0.55458 | 0.55458 | 0.55458 | 0.55458 | 0.55458 | 10.2597 | 12 | 123.1159 | 0.55458
ID | hydrogen combined cycle | Winter Peak | 1 | 1 | 0.89897 | 0.87039 | 1 | 1 | 1 | 1 | 0.78424 | 0.78424 | 0.78424 | 0.78424 | 0.78424 | 0.78424 | 0.78424 | 0.78424 | 1 | 1 | 1 | 1 | 1 | 1 | 1 | 1 | 22.0433 | 22 | 484.9527 | 1
ID | hydrogen ct | Winter | 0.55631 | 0.55631 | 0.55631 | 0.55631 | 0.55631 | 0.55631 | 0.55631 | 0.55631 | 0.55631 | 0.55631 | 0.55631 | 0.55631 | 0.55631 | 0.55631 | 0.55631 | 0.55631 | 0.55631 | 0.55631 | 1 | 1 | 0.55631 | 0.55631 | 0.55631 | 0.55631 | 14.2388 | 55 | 783.133 | 1
ID | hydrogen ct | Spring | 0.55631 | 0.55631 | 0.55631 | 0.55631 | 0.55631 | 0.55631 | 0.55631 | 0.55631 | 0.55631 | 0.55631 | 0.55631 | 0.55631 | 0.55631 | 0.55631 | 0.55631 | 0.55631 | 0.55631 | 0.55631 | 0.55631 | 0.55631 | 0.55631 | 0.55631 | 0.55631 | 0.55631 | 13.3514 | 73 | 974.6521 | 0.55631
ID | hydrogen ct | Summer | 0.55631 | 0.55631 | 0.55631 | 0.55631 | 0.55631 | 0.55631 | 0.55631 | 0.55631 | 0.55631 | 0.55631 | 0.55631 | 0.55631 | 0.55631 | 0.55631 | 0.55631 | 0.55631 | 0.55631 | 0.55631 | 0.55631 | 0.55631 | 0.55631 | 0.55631 | 0.55631 | 0.55631 | 13.3514 | 79 | 1054.7605 | 0.55631
ID | hydrogen ct | Fall | 0.55631 | 0.55631 | 0.55631 | 0.55631 | 0.55631 | 0.55631 | 0.55631 | 0.55631 | 0.55631 | 0.55631 | 0.55631 | 0.55631 | 0.55631 | 0.55631 | 0.55631 | 0.55631 | 0.55631 | 0.55631 | 0.55631 | 0.55631 | 0.55631 | 0.55631 | 0.55631 | 0.55631 | 13.3514 | 124 | 1655.5734 | 0.55631
ID | hydrogen ct | Summer Peak | 0.55631 | 0.55631 | 0.55631 | 0.55631 | 0.55631 | 0.55631 | 0.55631 | 0.55631 | 0.55631 | 0.55631 | 0.55631 | 0.55631 | 0.55631 | 0.55631 | 0.55631 | 0.55631 | 0.55631 | 0.55631 | 0.55631 | 0.55631 | 0.55631 | 0.55631 | 0.55631 | 0.55631 | 13.3514 | 12 | 160.2168 | 0.55631
ID | hydrogen ct | Winter Peak | 0.55631 | 0.55631 | 0.55631 | 0.55631 | 0.55631 | 0.55631 | 0.55631 | 0.55631 | 0.55631 | 0.55631 | 0.55631 | 0.55631 | 0.55631 | 0.55631 | 0.55631 | 0.55631 | 0.55631 | 0.55631 | 0.55631 | 0.55631 | 0.55631 | 0.55631 | 0.55631 | 0.55631 | 13.3514 | 22 | 293.7308 | 0.55631
ID | lignite ccs | Winter | 0.8 | 0.8 | 0.8 | 0.8 | 0.8 | 0.8 | 0.8 | 0.8 | 0.8 | 0.8 | 0.8 | 0.8 | 0.8 | 0.8 | 0.8 | 0.8 | 0.8 | 0.8 | 0.8 | 0.8 | 0.8 | 0.8 | 0.8 | 0.8 | 19.2 | 55 | 1056 | 0.8
ID | lignite ccs | Spring | 0.8 | 0.8 | 0.8 | 0.8 | 0.8 | 0.8 | 0.8 | 0.8 | 0.8 | 0.8 | 0.8 | 0.8 | 0.8 | 0.8 | 0.8 | 0.8 | 0.8 | 0.8 | 0.8 | 0.8 | 0.8 | 0.8 | 0.8 | 0.8 | 19.2 | 73 | 1401.6 | 0.8
ID | lignite ccs | Summer | 0.8 | 0.8 | 0.8 | 0.8 | 0.8 | 0.8 | 0.8 | 0.8 | 0.8 | 0.8 | 0.8 | 0.8 | 0.8 | 0.8 | 0.8 | 0.8 | 0.8 | 0.8 | 0.8 | 0.8 | 0.8 | 0.8 | 0.8 | 0.8 | 19.2 | 79 | 1516.8 | 0.8
ID | lignite ccs | Fall | 0.8 | 0.8 | 0.8 | 0.8 | 0.8 | 0.8 | 0.8 | 0.8 | 0.8 | 0.8 | 0.8 | 0.8 | 0.8 | 0.8 | 0.8 | 0.8 | 0.8 | 0.8 | 0.8 | 0.8 | 0.8 | 0.8 | 0.8 | 0.8 | 19.2 | 124 | 2380.8 | 0.8
ID | lignite ccs | Summer Peak | 0.8 | 0.8 | 0.8 | 0.8 | 0.8 | 0.8 | 0.8 | 0.8 | 0.8 | 0.8 | 0.8 | 0.8 | 0.8 | 0.8 | 0.8 | 0.8 | 0.8 | 0.8 | 0.8 | 0.8 | 0.8 | 0.8 | 0.8 | 0.8 | 19.2 | 12 | 230.4 | 0.8
ID | lignite ccs | Winter Peak | 0.8 | 0.8 | 0.8 | 0.8 | 0.8 | 0.8 | 0.8 | 0.8 | 0.8 | 0.8 | 0.8 | 0.8 | 0.8 | 0.8 | 0.8 | 0.8 | 0.8 | 0.8 | 0.8 | 0.8 | 0.8 | 0.8 | 0.8 | 0.8 | 19.2 | 22 | 422.4 | 0.8
ID | lignite | Winter | 0.638 | 0.638 | 0.638 | 0.638 | 0.638 | 0.638 | 0.638 | 0.638 | 0.638 | 0.638 | 0.638 | 0.638 | 0.638 | 0.638 | 0.638 | 0.638 | 0.638 | 0.638 | 0.638 | 0.638 | 0.638 | 0.638 | 0.638 | 0.638 | 15.312 | 55 | 842.16 | 0.638
ID | lignite | Spring | 0.638 | 0.638 | 0.638 | 0.638 | 0.638 | 0.638 | 0.638 | 0.638 | 0.638 | 0.638 | 0.638 | 0.638 | 0.638 | 0.638 | 0.638 | 0.638 | 0.638 | 0.638 | 0.638 | 0.638 | 0.638 | 0.638 | 0.638 | 0.638 | 15.312 | 73 | 1117.776 | 0.638
ID | lignite | Summer | 0.638 | 0.638 | 0.638 | 0.638 | 0.638 | 0.638 | 0.638 | 0.638 | 0.638 | 0.638 | 0.638 | 0.638 | 0.638 | 0.638 | 0.638 | 0.638 | 0.638 | 0.638 | 0.638 | 0.638 | 0.638 | 0.638 | 0.638 | 0.638 | 15.312 | 79 | 1209.648 | 0.638
ID | lignite | Fall | 0.638 | 0.638 | 0.638 | 0.638 | 0.638 | 0.638 | 0.638 | 0.638 | 0.638 | 0.638 | 0.638 | 0.638 | 0.638 | 0.638 | 0.638 | 0.638 | 0.638 | 0.638 | 0.638 | 0.638 | 0.638 | 0.638 | 0.638 | 0.638 | 15.312 | 124 | 1898.688 | 0.638
ID | lignite | Summer Peak | 0.638 | 0.638 | 0.638 | 0.638 | 0.638 | 0.638 | 0.638 | 0.638 | 0.638 | 0.638 | 0.638 | 0.638 | 0.638 | 0.638 | 0.638 | 0.638 | 0.638 | 0.638 | 0.638 | 0.638 | 0.638 | 0.638 | 0.638 | 0.638 | 15.312 | 12 | 183.744 | 0.638
ID | lignite | Winter Peak | 0.638 | 0.638 | 0.638 | 0.638 | 0.638 | 0.638 | 0.638 | 0.638 | 0.638 | 0.638 | 0.638 | 0.638 | 0.638 | 0.638 | 0.638 | 0.638 | 0.638 | 0.638 | 0.638 | 0.638 | 0.638 | 0.638 | 0.638 | 0.638 | 15.312 | 22 | 336.864 | 0.638
ID | municipal solid waste | Winter | 0.74876 | 0.74876 | 0.74876 | 0.74876 | 0.74876 | 0.74876 | 0.74876 | 0.74876 | 0.74066 | 0.74066 | 0.74066 | 0.74066 | 0.74066 | 0.74066 | 0.74066 | 0.74066 | 0.74471 | 0.74876 | 0.74876 | 0.74876 | 0.74876 | 0.74876 | 0.74876 | 0.74876 | 17.9015 | 55 | 984.5799 | 0.74876
ID | municipal solid waste | Spring | 0.74876 | 0.74876 | 0.74876 | 0.74876 | 0.74876 | 0.74876 | 0.74876 | 0.68608 | 0.65062 | 0.64049 | 0.64049 | 0.64049 | 0.64049 | 0.64049 | 0.64745 | 0.66366 | 0.70317 | 0.74876 | 0.74876 | 0.74876 | 0.74876 | 0.74876 | 0.74876 | 0.74876 | 17.0361 | 73 | 1243.6367 | 0.74876
ID | municipal solid waste | Summer | 0.74876 | 0.74876 | 0.74876 | 0.74876 | 0.74876 | 0.74876 | 0.7426 | 0.7426 | 0.7426 | 0.7426 | 0.7426 | 0.7426 | 0.7426 | 0.74341 | 0.74341 | 0.74876 | 0.74876 | 0.74876 | 0.74876 | 0.74876 | 0.74876 | 0.74876 | 0.74876 | 0.74876 | 17.9164 | 79 | 1415.3994 | 0.74876
ID | municipal solid waste | Fall | 0.74876 | 0.74876 | 0.74876 | 0.74876 | 0.74876 | 0.74876 | 0.74876 | 0.74876 | 0.74761 | 0.74761 | 0.74761 | 0.74761 | 0.74761 | 0.74761 | 0.74761 | 0.74876 | 0.74876 | 0.74876 | 0.74876 | 0.74876 | 0.74876 | 0.74876 | 0.74876 | 0.74876 | 17.9622 | 124 | 2227.3172 | 0.74876
ID | municipal solid waste | Summer Peak | 0.74876 | 0.74876 | 0.74876 | 0.74876 | 0.74876 | 0.74876 | 0.74876 | 0.28272 | 0.28272 | 0.28272 | 0.28272 | 0.28272 | 0.28272 | 0.28272 | 0.28272 | 0.28272 | 0.74876 | 0.74876 | 0.74876 | 0.74876 | 0.74876 | 0.74876 | 0.74876 | 0.74876 | 13.7759 | 12 | 165.3113 | 0.74876
ID | municipal solid waste | Winter Peak | 0.74876 | 0.74876 | 0.74876 | 0.74876 | 0.74876 | 0.74876 | 0.74876 | 0.74876 | 0.74876 | 0.74876 | 0.74876 | 0.74876 | 0.74876 | 0.74876 | 0.74876 | 0.74876 | 0.74876 | 0.74876 | 0.74876 | 0.74876 | 0.74876 | 0.74876 | 0.74876 | 0.74876 | 17.9703 | 22 | 395.3476 | 0.74876
ID | natural gas peaker | Winter | 0.55631 | 0.55631 | 0.55631 | 0.55631 | 0.55631 | 0.55631 | 0.55631 | 0.55631 | 0.55631 | 0.55631 | 0.55631 | 0.55631 | 0.55631 | 0.55631 | 0.55631 | 0.55631 | 0.55631 | 0.55631 | 1 | 1 | 0.55631 | 0.55631 | 0.55631 | 0.55631 | 14.2388 | 55 | 783.133 | 1
ID | natural gas peaker | Spring | 0.55631 | 0.55631 | 0.55631 | 0.55631 | 0.55631 | 0.55631 | 0.55631 | 0.55631 | 0.55631 | 0.55631 | 0.55631 | 0.55631 | 0.55631 | 0.55631 | 0.55631 | 0.55631 | 0.55631 | 0.55631 | 0.55631 | 0.55631 | 0.55631 | 0.55631 | 0.55631 | 0.55631 | 13.3514 | 73 | 974.6521 | 0.55631
ID | natural gas peaker | Summer | 0.55631 | 0.55631 | 0.55631 | 0.55631 | 0.55631 | 0.55631 | 0.55631 | 0.55631 | 0.55631 | 0.55631 | 0.55631 | 0.55631 | 0.55631 | 0.55631 | 0.55631 | 0.55631 | 0.55631 | 0.55631 | 0.55631 | 0.55631 | 0.55631 | 0.55631 | 0.55631 | 0.55631 | 13.3514 | 79 | 1054.7605 | 0.55631
ID | natural gas peaker | Fall | 0.55631 | 0.55631 | 0.55631 | 0.55631 | 0.55631 | 0.55631 | 0.55631 | 0.55631 | 0.55631 | 0.55631 | 0.55631 | 0.55631 | 0.55631 | 0.55631 | 0.55631 | 0.55631 | 0.55631 | 0.55631 | 0.55631 | 0.55631 | 0.55631 | 0.55631 | 0.55631 | 0.55631 | 13.3514 | 124 | 1655.5734 | 0.55631
ID | natural gas peaker | Summer Peak | 0.55631 | 0.55631 | 0.55631 | 0.55631 | 0.55631 | 0.55631 | 0.55631 | 0.55631 | 0.55631 | 0.55631 | 0.55631 | 0.55631 | 0.55631 | 0.55631 | 0.55631 | 0.55631 | 0.55631 | 0.55631 | 0.55631 | 0.55631 | 0.55631 | 0.55631 | 0.55631 | 0.55631 | 13.3514 | 12 | 160.2168 | 0.55631
ID | natural gas peaker | Winter Peak | 0.55631 | 0.55631 | 0.55631 | 0.55631 | 0.55631 | 0.55631 | 0.55631 | 0.55631 | 0.55631 | 0.55631 | 0.55631 | 0.55631 | 0.55631 | 0.55631 | 0.55631 | 0.55631 | 0.55631 | 0.55631 | 0.55631 | 0.55631 | 0.55631 | 0.55631 | 0.55631 | 0.55631 | 13.3514 | 22 | 293.7308 | 0.55631
ID | nuclear | Winter | 0.909 | 0.909 | 0.909 | 0.909 | 0.909 | 0.909 | 0.909 | 0.909 | 0.909 | 0.909 | 0.909 | 0.909 | 0.909 | 0.909 | 0.909 | 0.909 | 0.909 | 0.909 | 0.909 | 0.909 | 0.909 | 0.909 | 0.909 | 0.909 | 21.816 | 55 | 1199.88 | 0.909
ID | nuclear | Spring | 0.909 | 0.909 | 0.909 | 0.909 | 0.909 | 0.909 | 0.909 | 0.909 | 0.909 | 0.909 | 0.909 | 0.909 | 0.909 | 0.909 | 0.909 | 0.909 | 0.909 | 0.909 | 0.909 | 0.909 | 0.909 | 0.909 | 0.909 | 0.909 | 21.816 | 73 | 1592.568 | 0.909
ID | nuclear | Summer | 0.909 | 0.909 | 0.909 | 0.909 | 0.909 | 0.909 | 0.909 | 0.909 | 0.909 | 0.909 | 0.909 | 0.909 | 0.909 | 0.909 | 0.909 | 0.909 | 0.909 | 0.909 | 0.909 | 0.909 | 0.909 | 0.909 | 0.909 | 0.909 | 21.816 | 79 | 1723.464 | 0.909
ID | nuclear | Fall | 0.909 | 0.909 | 0.909 | 0.909 | 0.909 | 0.909 | 0.909 | 0.909 | 0.909 | 0.909 | 0.909 | 0.909 | 0.909 | 0.909 | 0.909 | 0.909 | 0.909 | 0.909 | 0.909 | 0.909 | 0.909 | 0.909 | 0.909 | 0.909 | 21.816 | 124 | 2705.184 | 0.909
ID | nuclear | Summer Peak | 0.909 | 0.909 | 0.909 | 0.909 | 0.909 | 0.909 | 0.909 | 0.909 | 0.909 | 0.909 | 0.909 | 0.909 | 0.909 | 0.909 | 0.909 | 0.909 | 0.909 | 0.909 | 0.909 | 0.909 | 0.909 | 0.909 | 0.909 | 0.909 | 21.816 | 12 | 261.792 | 0.909
ID | nuclear | Winter Peak | 0.909 | 0.909 | 0.909 | 0.909 | 0.909 | 0.909 | 0.909 | 0.909 | 0.909 | 0.909 | 0.909 | 0.909 | 0.909 | 0.909 | 0.909 | 0.909 | 0.909 | 0.909 | 0.909 | 0.909 | 0.909 | 0.909 | 0.909 | 0.909 | 21.816 | 22 | 479.952 | 0.909
ID | offshore wind | Winter | 0.46153 | 0.45793 | 0.45648 | 0.4547 | 0.45487 | 0.45739 | 0.46493 | 0.47114 | 0.47313 | 0.45665 | 0.43524 | 0.41685 | 0.40509 | 0.4036 | 0.40737 | 0.41706 | 0.43859 | 0.4634 | 0.47362 | 0.47884 | 0.47623 | 0.47308 | 0.46886 | 0.45776 | 10.8243 | 55 | 595.3391 | 0.47884
ID | offshore wind | Spring | 0.44472 | 0.43504 | 0.43018 | 0.42314 | 0.4119 | 0.39669 | 0.38665 | 0.37127 | 0.3456 | 0.32681 | 0.31325 | 0.30347 | 0.30782 | 0.31905 | 0.3249 | 0.33608 | 0.35787 | 0.38535 | 0.40885 | 0.43556 | 0.4543 | 0.45487 | 0.45932 | 0.45564 | 9.2883 | 73 | 678.0461 | 0.45932
ID | offshore wind | Summer | 0.28506 | 0.28659 | 0.29184 | 0.2855 | 0.27537 | 0.2653 | 0.24745 | 0.22474 | 0.20515 | 0.18692 | 0.18254 | 0.1844 | 0.17822 | 0.17739 | 0.18495 | 0.19962 | 0.22173 | 0.23131 | 0.23886 | 0.26108 | 0.26453 | 0.26481 | 0.26804 | 0.27438 | 5.6858 | 79 | 449.1758 | 0.29184
ID | offshore wind | Fall | 0.39945 | 0.40031 | 0.39867 | 0.39313 | 0.39477 | 0.39571 | 0.40203 | 0.40656 | 0.40312 | 0.39165 | 0.37299 | 0.36042 | 0.35176 | 0.34653 | 0.3498 | 0.3612 | 0.374 | 0.39329 | 0.40898 | 0.43052 | 0.45652 | 0.45589 | 0.44863 | 0.43021 | 9.5262 | 124 | 1181.2428 | 0.45652
ID | offshore wind | Summer Peak | 0.35333 | 0.37238 | 0.36857 | 0.38667 | 0.40857 | 0.38381 | 0.37619 | 0.38476 | 0.36381 | 0.32857 | 0.27333 | 0.23524 | 0.20095 | 0.17524 | 0.14571 | 0.1219 | 0.11524 | 0.19048 | 0.29524 | 0.3381 | 0.23143 | 0.21524 | 0.25619 | 0.29905 | 6.82 | 12 | 81.84 | 0.40857
ID | offshore wind | Winter Peak | 0.54381 | 0.53714 | 0.53143 | 0.53905 | 0.54762 | 0.56095 | 0.57429 | 0.56571 | 0.55048 | 0.55714 | 0.5619 | 0.56095 | 0.56286 | 0.56667 | 0.54381 | 0.52476 | 0.50857 | 0.48381 | 0.47905 | 0.52762 | 0.57143 | 0.60095 | 0.59429 | 0.56476 | 13.159 | 22 | 289.499 | 0.60095
ID | onshore wind | Winter | 0.24601 | 0.23529 | 0.22964 | 0.22265 | 0.22192 | 0.2105 | 0.18073 | 0.14075 | 0.13127 | 0.1246 | 0.12833 | 0.13637 | 0.15196 | 0.1596 | 0.16933 | 0.17619 | 0.17902 | 0.18115 | 0.19204 | 0.20117 | 0.19742 | 0.17494 | 0.18749 | 0.20765 | 4.386 | 55 | 241.2306 | 0.24601
ID | onshore wind | Spring | 0.41543 | 0.43631 | 0.44002 | 0.43663 | 0.42961 | 0.42967 | 0.40903 | 0.38899 | 0.37431 | 0.36756 | 0.36091 | 0.36335 | 0.37273 | 0.37684 | 0.38124 | 0.39038 | 0.39528 | 0.39702 | 0.39098 | 0.40288 | 0.41808 | 0.4233 | 0.43122 | 0.44189 | 9.6737 | 73 | 706.1782 | 0.44189
ID | onshore wind | Summer | 0.42246 | 0.42707 | 0.4273 | 0.43064 | 0.43082 | 0.43329 | 0.4284 | 0.41355 | 0.39347 | 0.37716 | 0.37814 | 0.38229 | 0.3847 | 0.3951 | 0.39456 | 0.3946 | 0.38695 | 0.38814 | 0.39493 | 0.39702 | 0.40006 | 0.3991 | 0.39511 | 0.38454 | 9.6594 | 79 | 763.0918 | 0.43329
ID | onshore wind | Fall | 0.25489 | 0.24861 | 0.24292 | 0.24373 | 0.24459 | 0.23899 | 0.23505 | 0.22497 | 0.21019 | 0.20166 | 0.20079 | 0.20178 | 0.20897 | 0.22774 | 0.23339 | 0.23497 | 0.24579 | 0.26062 | 0.26688 | 0.27798 | 0.27661 | 0.27162 | 0.2707 | 0.26636 | 5.7898 | 124 | 717.9368 | 0.27798
ID | onshore wind | Summer Peak | 0.17302 | 0.1555 | 0.16522 | 0.15195 | 0.14796 | 0.15119 | 0.1268 | 0.090966 | 0.085815 | 0.068373 | 0.067551 | 0.070509 | 0.13923 | 0.13511 | 0.14079 | 0.14963 | 0.14453 | 0.16321 | 0.16095 | 0.1584 | 0.16905 | 0.16546 | 0.18548 | 0.18314 | 3.3498 | 12 | 40.1979 | 0.18548
ID | onshore wind | Winter Peak | 0.30048 | 0.28479 | 0.2762 | 0.26665 | 0.25712 | 0.2512 | 0.2473 | 0.23985 | 0.22089 | 0.19061 | 0.16418 | 0.15177 | 0.15647 | 0.16313 | 0.16375 | 0.17681 | 0.19201 | 0.20738 | 0.222 | 0.23267 | 0.24356 | 0.2639 | 0.28401 | 0.29529 | 5.452 | 22 | 119.9448 | 0.30048
ID | petroleum | Winter | 0.55631 | 0.55631 | 0.55631 | 0.55631 | 0.55631 | 0.55631 | 0.55631 | 0.55631 | 0.55631 | 0.55631 | 0.55631 | 0.55631 | 0.55631 | 0.55631 | 0.55631 | 0.55631 | 0.55631 | 0.55631 | 1 | 1 | 0.55631 | 0.55631 | 0.55631 | 0.55631 | 14.2388 | 55 | 783.133 | 1
ID | petroleum | Spring | 0.55631 | 0.55631 | 0.55631 | 0.55631 | 0.55631 | 0.55631 | 0.55631 | 0.55631 | 0.55631 | 0.55631 | 0.55631 | 0.55631 | 0.55631 | 0.55631 | 0.55631 | 0.55631 | 0.55631 | 0.55631 | 0.55631 | 0.55631 | 0.55631 | 0.55631 | 0.55631 | 0.55631 | 13.3514 | 73 | 974.6521 | 0.55631
ID | petroleum | Summer | 0.55631 | 0.55631 | 0.55631 | 0.55631 | 0.55631 | 0.55631 | 0.55631 | 0.55631 | 0.55631 | 0.55631 | 0.55631 | 0.55631 | 0.55631 | 0.55631 | 0.55631 | 0.55631 | 0.55631 | 0.55631 | 0.55631 | 0.55631 | 0.55631 | 0.55631 | 0.55631 | 0.55631 | 13.3514 | 79 | 1054.7605 | 0.55631
ID | petroleum | Fall | 0.55631 | 0.55631 | 0.55631 | 0.55631 | 0.55631 | 0.55631 | 0.55631 | 0.55631 | 0.55631 | 0.55631 | 0.55631 | 0.55631 | 0.55631 | 0.55631 | 0.55631 | 0.55631 | 0.55631 | 0.55631 | 0.55631 | 0.55631 | 0.55631 | 0.55631 | 0.55631 | 0.55631 | 13.3514 | 124 | 1655.5734 | 0.55631
ID | petroleum | Summer Peak | 0.55631 | 0.55631 | 0.55631 | 0.55631 | 0.55631 | 0.55631 | 0.55631 | 0.55631 | 0.55631 | 0.55631 | 0.55631 | 0.55631 | 0.55631 | 0.55631 | 0.55631 | 0.55631 | 0.55631 | 0.55631 | 0.55631 | 0.55631 | 0.55631 | 0.55631 | 0.55631 | 0.55631 | 13.3514 | 12 | 160.2168 | 0.55631
ID | petroleum | Winter Peak | 0.55631 | 0.55631 | 0.55631 | 0.55631 | 0.55631 | 0.55631 | 0.55631 | 0.55631 | 0.55631 | 0.55631 | 0.55631 | 0.55631 | 0.55631 | 0.55631 | 0.55631 | 0.55631 | 0.55631 | 0.55631 | 0.55631 | 0.55631 | 0.55631 | 0.55631 | 0.55631 | 0.55631 | 13.3514 | 22 | 293.7308 | 0.55631
ID | pumped hydro | Winter | 0.050786 | 0.031782 | 0.011015 | 0.0036035 | 0.0015851 | 0.005556 | 0.040084 | 0.033931 | 0.015151 | 0.0089085 | 0.0017651 | 0.0025064 | 0.0017282 | 0.0011129 | 0.0006206 | 0.00067935 | 0.0057153 | 0.12696 | 0.27549 | 0.26941 | 0.19322 | 0.12361 | 0.087958 | 0.059443 | 1.3526 | 55 | 74.3942 | 0.27549
ID | pumped hydro | Spring | 0.13406 | 0.089046 | 0.043601 | 0.027674 | 0.022308 | 0.021574 | 0.03002 | 0.021769 | 0.01624 | 0.0019417 | 0.0019339 | 0.0016268 | 0.0017358 | 0.0033852 | 0.0067275 | 0.010701 | 0.041979 | 0.14699 | 0.34078 | 0.37694 | 0.3594 | 0.20445 | 0.15713 | 0.1425 | 2.2045 | 73 | 160.9292 | 0.37694
ID | pumped hydro | Summer | 0.088023 | 0.039339 | 0.016514 | 0.0093124 | 0.0054294 | 0.0038308 | 0.0031176 | 0.0012654 | 0.00015248 | 2.3472e-05 | 0.00083549 | 0.022595 | 0.10315 | 0.18902 | 0.2678 | 0.35551 | 0.45477 | 0.53128 | 0.58425 | 0.58312 | 0.54844 | 0.32976 | 0.16117 | 0.12689 | 4.4256 | 79 | 349.6225 | 0.58425
ID | pumped hydro | Fall | 0.087977 | 0.062359 | 0.024155 | 0.0062008 | 0.0025893 | 0.0017164 | 0.0023704 | 0.0063496 | 0.0078345 | 0.00033795 | 0.00071655 | 0.00089718 | 0.0046131 | 0.012083 | 0.021131 | 0.03584 | 0.098139 | 0.31041 | 0.39754 | 0.41951 | 0.24537 | 0.15513 | 0.1382 | 0.11573 | 2.1572 | 124 | 267.4931 | 0.41951
ID | pumped hydro | Summer Peak | 0.13154 | 0.040447 | 0 | 0 | 0 | 0 | 0 | 0 | 0 | 0.00043189 | 0.0018473 | 0.083516 | 0.34412 | 0.45311 | 0.54917 | 0.60615 | 0.63472 | 0.64234 | 0.639 | 0.63262 | 0.72697 | 0.67088 | 0.19429 | 0.14993 | 6.5011 | 12 | 78.0129 | 0.72697
ID | pumped hydro | Winter Peak | 0.0047638 | 0.0026573 | 0.0018473 | 0.0018473 | 0 | 0.094888 | 0.19155 | 0.14615 | 0.0043146 | 0.012964 | 0.003345 | 0.0052486 | 0.0036945 | 0 | 0 | 0 | 0.0048896 | 0.20752 | 0.3746 | 0.38504 | 0.33367 | 0.19894 | 0.069298 | 0.020111 | 2.0674 | 22 | 45.4818 | 0.38504
ID | smr | Winter | 0.9 | 0.9 | 0.9 | 0.9 | 0.9 | 0.9 | 0.9 | 0.9 | 0.9 | 0.9 | 0.9 | 0.9 | 0.9 | 0.9 | 0.9 | 0.9 | 0.9 | 0.9 | 0.9 | 0.9 | 0.9 | 0.9 | 0.9 | 0.9 | 21.6 | 55 | 1188 | 0.9
ID | smr | Spring | 0.9 | 0.9 | 0.9 | 0.9 | 0.9 | 0.9 | 0.9 | 0.9 | 0.9 | 0.9 | 0.9 | 0.9 | 0.9 | 0.9 | 0.9 | 0.9 | 0.9 | 0.9 | 0.9 | 0.9 | 0.9 | 0.9 | 0.9 | 0.9 | 21.6 | 73 | 1576.8 | 0.9
ID | smr | Summer | 0.9 | 0.9 | 0.9 | 0.9 | 0.9 | 0.9 | 0.9 | 0.9 | 0.9 | 0.9 | 0.9 | 0.9 | 0.9 | 0.9 | 0.9 | 0.9 | 0.9 | 0.9 | 0.9 | 0.9 | 0.9 | 0.9 | 0.9 | 0.9 | 21.6 | 79 | 1706.4 | 0.9
ID | smr | Fall | 0.9 | 0.9 | 0.9 | 0.9 | 0.9 | 0.9 | 0.9 | 0.9 | 0.9 | 0.9 | 0.9 | 0.9 | 0.9 | 0.9 | 0.9 | 0.9 | 0.9 | 0.9 | 0.9 | 0.9 | 0.9 | 0.9 | 0.9 | 0.9 | 21.6 | 124 | 2678.4 | 0.9
ID | smr | Summer Peak | 0.9 | 0.9 | 0.9 | 0.9 | 0.9 | 0.9 | 0.9 | 0.9 | 0.9 | 0.9 | 0.9 | 0.9 | 0.9 | 0.9 | 0.9 | 0.9 | 0.9 | 0.9 | 0.9 | 0.9 | 0.9 | 0.9 | 0.9 | 0.9 | 21.6 | 12 | 259.2 | 0.9
ID | smr | Winter Peak | 0.9 | 0.9 | 0.9 | 0.9 | 0.9 | 0.9 | 0.9 | 0.9 | 0.9 | 0.9 | 0.9 | 0.9 | 0.9 | 0.9 | 0.9 | 0.9 | 0.9 | 0.9 | 0.9 | 0.9 | 0.9 | 0.9 | 0.9 | 0.9 | 21.6 | 22 | 475.2 | 0.9
ID | solar pv dist | Winter | 0 | 0 | 0 | 0 | 0.001138 | 0.016018 | 0.26998 | 0.43277 | 0.4931 | 0.52502 | 0.52019 | 0.50988 | 0.49812 | 0.62405 | 0.62012 | 0.58881 | 0.49205 | 0.28943 | 0.10631 | 0.0078883 | 0 | 0 | 0 | 0 | 5.9949 | 55 | 329.7179 | 0.62405
ID | solar pv dist | Spring | 0 | 0 | 0 | 0 | 0.00031827 | 0.0045597 | 0.088057 | 0.16653 | 0.23929 | 0.29543 | 0.31562 | 0.31234 | 0.30738 | 0.38204 | 0.37042 | 0.30652 | 0.21323 | 0.10938 | 0.034458 | 0.0019551 | 0 | 0 | 0 | 0 | 3.1475 | 73 | 229.7705 | 0.38204
ID | solar pv dist | Summer | 0 | 0 | 0 | 0 | 0.00011404 | 0.0017526 | 0.084016 | 0.22618 | 0.31676 | 0.36598 | 0.37721 | 0.38625 | 0.36777 | 0.43381 | 0.4344 | 0.39475 | 0.26656 | 0.13328 | 0.02351 | 0.00055819 | 0 | 0 | 0 | 0 | 3.8129 | 79 | 301.2176 | 0.4344
ID | solar pv dist | Fall | 0 | 0 | 0 | 0 | 0.00033268 | 0.0042215 | 0.12235 | 0.26701 | 0.38102 | 0.42576 | 0.43232 | 0.4212 | 0.40724 | 0.50408 | 0.49703 | 0.423 | 0.27333 | 0.13286 | 0.028453 | 0.0013766 | 0 | 0 | 0 | 0 | 4.3216 | 124 | 535.8772 | 0.50408
ID | solar pv dist | Summer Peak | 0 | 0 | 0 | 0 | 0.0010273 | 0.019638 | 0.26019 | 0.43947 | 0.50956 | 0.54141 | 0.53746 | 0.51553 | 0.50154 | 0.59262 | 0.58045 | 0.60744 | 0.53706 | 0.30931 | 0.12514 | 0.0079817 | 0 | 0 | 0 | 0 | 6.0858 | 12 | 73.0299 | 0.60744
ID | solar pv dist | Winter Peak | 0 | 0 | 0 | 0 | 0 | 0 | 0 | 0.018837 | 0.14988 | 0.26195 | 0.31385 | 0.30307 | 0.2826 | 0.39392 | 0.42526 | 0.31355 | 0.084465 | 0.019053 | 0 | 0 | 0 | 0 | 0 | 0 | 2.5664 | 22 | 56.4614 | 0.42526
ID | solar pv | Winter | 0 | 0 | 0 | 0 | 0 | 0.1195 | 0.42762 | 0.673 | 0.76987 | 0.80289 | 0.80627 | 0.79563 | 0.7882 | 0.78647 | 0.78606 | 0.75864 | 0.67083 | 0.4899 | 0.19098 | 0.0046155 | 0 | 0 | 0 | 0 | 8.8705 | 55 | 487.8769 | 0.80627
ID | solar pv | Spring | 0 | 0 | 0 | 0 | 0 | 0.037788 | 0.14113 | 0.26132 | 0.39127 | 0.47034 | 0.49526 | 0.49856 | 0.48173 | 0.46565 | 0.45093 | 0.40408 | 0.29609 | 0.16966 | 0.059081 | 0.0011689 | 0 | 0 | 0 | 0 | 4.6241 | 73 | 337.5557 | 0.49856
ID | solar pv | Summer | 0 | 0 | 0 | 0 | 0 | 0.014004 | 0.10413 | 0.32622 | 0.49829 | 0.56133 | 0.57155 | 0.57284 | 0.55617 | 0.54161 | 0.53558 | 0.50078 | 0.36278 | 0.15917 | 0.033534 | 0.00032025 | 0 | 0 | 0 | 0 | 5.3383 | 79 | 421.7264 | 0.57284
ID | solar pv | Fall | 0 | 0 | 0 | 0 | 0 | 0.038396 | 0.17672 | 0.38996 | 0.57537 | 0.645 | 0.64191 | 0.62604 | 0.6087 | 0.60667 | 0.60198 | 0.5463 | 0.38187 | 0.18616 | 0.052097 | 0.00093369 | 0 | 0 | 0 | 0 | 6.0781 | 124 | 753.6862 | 0.645
ID | solar pv | Summer Peak | 0 | 0 | 0 | 0 | 0 | 0.13454 | 0.46615 | 0.6926 | 0.76996 | 0.80023 | 0.81184 | 0.80044 | 0.77668 | 0.76639 | 0.74845 | 0.72333 | 0.67284 | 0.5528 | 0.26315 | 0.0057532 | 0 | 0 | 0 | 0 | 8.9851 | 12 | 107.8216 | 0.81184
ID | solar pv | Winter Peak | 0 | 0 | 0 | 0 | 0 | 0 | 0 | 0.0058669 | 0.18881 | 0.40259 | 0.42711 | 0.41012 | 0.38869 | 0.39583 | 0.41095 | 0.32817 | 0.10017 | 0.0015593 | 0 | 0 | 0 | 0 | 0 | 0 | 3.0599 | 22 | 67.3172 | 0.42711
ID | solar thermal | Winter | 0 | 0 | 0 | 0 | 0 | 0 | 0 | 0 | 0 | 0.08597 | 0.37963 | 0.49887 | 0.49723 | 0.48344 | 0.47116 | 0.48279 | 0.49202 | 0.44649 | 0.21282 | 0.015243 | 0 | 0 | 0 | 0 | 4.0657 | 55 | 223.6116 | 0.49887
ID | solar thermal | Spring | 0 | 0 | 0 | 0 | 0 | 0 | 0 | 0.0076376 | 0.18687 | 0.48014 | 0.63047 | 0.67382 | 0.67706 | 0.67418 | 0.66674 | 0.6665 | 0.66683 | 0.64842 | 0.56803 | 0.30656 | 0.039289 | 0 | 0 | 0 | 6.8926 | 73 | 503.1571 | 0.67706
ID | solar thermal | Summer | 0 | 0 | 0 | 0 | 0 | 0 | 0 | 0.024165 | 0.27576 | 0.51489 | 0.59949 | 0.63012 | 0.63917 | 0.63842 | 0.63267 | 0.62353 | 0.61338 | 0.59439 | 0.54207 | 0.40006 | 0.11962 | 2.6056e-06 | 0 | 0 | 6.8477 | 79 | 540.9701 | 0.63917
ID | solar thermal | Fall | 0 | 0 | 0 | 0 | 0 | 0 | 0 | 0 | 0.054994 | 0.36422 | 0.55217 | 0.58569 | 0.57826 | 0.56812 | 0.56341 | 0.56827 | 0.56955 | 0.52878 | 0.35579 | 0.077412 | 3.2207e-05 | 0 | 0 | 0 | 5.3667 | 124 | 665.4701 | 0.58569
ID | solar thermal | Summer Peak | 0 | 0 | 0 | 0 | 0 | 0 | 0 | 0.027732 | 0.38084 | 0.62249 | 0.69231 | 0.71807 | 0.7248 | 0.72465 | 0.72329 | 0.72571 | 0.72389 | 0.71218 | 0.67311 | 0.55977 | 0.22117 | 0 | 0 | 0 | 8.23 | 12 | 98.7602 | 0.72571
ID | solar thermal | Winter Peak | 0 | 0 | 0 | 0 | 0 | 0 | 0 | 0 | 0 | 0.0026447 | 0.27588 | 0.35613 | 0.39021 | 0.41121 | 0.42512 | 0.48557 | 0.52766 | 0.49305 | 0.19344 | 0 | 0 | 0 | 0 | 0 | 3.5609 | 22 | 78.3399 | 0.52766
ID | natural gas steam turbine | Winter | 0.1919 | 0.1919 | 0.1919 | 0.1919 | 0.1919 | 0.1919 | 0.1919 | 0.1919 | 0.1919 | 0.1919 | 0.1919 | 0.1919 | 0.1919 | 0.1919 | 0.1919 | 0.1919 | 0.1919 | 0.1919 | 0.1919 | 0.1919 | 0.1919 | 0.1919 | 0.1919 | 0.1919 | 4.6056 | 55 | 253.308 | 0.1919
ID | natural gas steam turbine | Spring | 0.1919 | 0.1919 | 0.1919 | 0.1919 | 0.1919 | 0.1919 | 0.1919 | 0.1919 | 0.1919 | 0.1919 | 0.1919 | 0.1919 | 0.1919 | 0.1919 | 0.1919 | 0.1919 | 0.1919 | 0.1919 | 0.1919 | 0.1919 | 0.1919 | 0.1919 | 0.1919 | 0.1919 | 4.6056 | 73 | 336.2088 | 0.1919
ID | natural gas steam turbine | Summer | 0.1919 | 0.1919 | 0.1919 | 0.1919 | 0.1919 | 0.1919 | 0.1919 | 0.1919 | 0.1919 | 0.1919 | 0.1919 | 0.1919 | 0.1919 | 0.1919 | 0.1919 | 0.1919 | 0.1919 | 0.1919 | 0.1919 | 0.1919 | 0.1919 | 0.1919 | 0.1919 | 0.1919 | 4.6056 | 79 | 363.8424 | 0.1919
ID | natural gas steam turbine | Fall | 0.1919 | 0.1919 | 0.1919 | 0.1919 | 0.1919 | 0.1919 | 0.1919 | 0.1919 | 0.1919 | 0.1919 | 0.1919 | 0.1919 | 0.1919 | 0.1919 | 0.1919 | 0.1919 | 0.1919 | 0.1919 | 0.1919 | 0.1919 | 0.1919 | 0.1919 | 0.1919 | 0.1919 | 4.6056 | 124 | 571.0944 | 0.1919
ID | natural gas steam turbine | Summer Peak | 0.1919 | 0.1919 | 0.1919 | 0.1919 | 0.1919 | 0.1919 | 0.1919 | 0.1919 | 0.1919 | 0.1919 | 0.1919 | 0.1919 | 0.1919 | 0.1919 | 0.1919 | 0.1919 | 0.1919 | 0.1919 | 0.1919 | 0.1919 | 0.1919 | 0.1919 | 0.1919 | 0.1919 | 4.6056 | 12 | 55.2672 | 0.1919
ID | natural gas steam turbine | Winter Peak | 0.1919 | 0.1919 | 0.1919 | 0.1919 | 0.1919 | 0.1919 | 0.1919 | 0.1919 | 0.1919 | 0.1919 | 0.1919 | 0.1919 | 0.1919 | 0.1919 | 0.1919 | 0.1919 | 0.1919 | 0.1919 | 0.1919 | 0.1919 | 0.1919 | 0.1919 | 0.1919 | 0.1919 | 4.6056 | 22 | 101.3232 | 0.1919
IL | biomass ccs | Winter | 0.8 | 0.8 | 0.8 | 0.8 | 0.8 | 0.8 | 0.8 | 0.8 | 0.8 | 0.8 | 0.8 | 0.8 | 0.8 | 0.8 | 0.8 | 0.8 | 0.8 | 0.8 | 0.8 | 0.8 | 0.8 | 0.8 | 0.8 | 0.8 | 19.2 | 90 | 1728 | 0.8
IL | biomass ccs | Spring | 0.8 | 0.8 | 0.8 | 0.8 | 0.8 | 0.8 | 0.8 | 0.8 | 0.8 | 0.8 | 0.8 | 0.8 | 0.8 | 0.8 | 0.8 | 0.8 | 0.8 | 0.8 | 0.8 | 0.8 | 0.8 | 0.8 | 0.8 | 0.8 | 19.2 | 112 | 2150.4 | 0.8
IL | biomass ccs | Summer | 0.8 | 0.8 | 0.8 | 0.8 | 0.8 | 0.8 | 0.8 | 0.8 | 0.8 | 0.8 | 0.8 | 0.8 | 0.8 | 0.8 | 0.8 | 0.8 | 0.8 | 0.8 | 0.8 | 0.8 | 0.8 | 0.8 | 0.8 | 0.8 | 19.2 | 72 | 1382.4 | 0.8
IL | biomass ccs | Fall | 0.8 | 0.8 | 0.8 | 0.8 | 0.8 | 0.8 | 0.8 | 0.8 | 0.8 | 0.8 | 0.8 | 0.8 | 0.8 | 0.8 | 0.8 | 0.8 | 0.8 | 0.8 | 0.8 | 0.8 | 0.8 | 0.8 | 0.8 | 0.8 | 19.2 | 79 | 1516.8 | 0.8
IL | biomass ccs | Summer Peak | 0.8 | 0.8 | 0.8 | 0.8 | 0.8 | 0.8 | 0.8 | 0.8 | 0.8 | 0.8 | 0.8 | 0.8 | 0.8 | 0.8 | 0.8 | 0.8 | 0.8 | 0.8 | 0.8 | 0.8 | 0.8 | 0.8 | 0.8 | 0.8 | 19.2 | 6 | 115.2 | 0.8
IL | biomass ccs | Winter Peak | 0.8 | 0.8 | 0.8 | 0.8 | 0.8 | 0.8 | 0.8 | 0.8 | 0.8 | 0.8 | 0.8 | 0.8 | 0.8 | 0.8 | 0.8 | 0.8 | 0.8 | 0.8 | 0.8 | 0.8 | 0.8 | 0.8 | 0.8 | 0.8 | 19.2 | 6 | 115.2 | 0.8
IL | biomass | Winter | 0.45156 | 0.44995 | 0.44995 | 0.44834 | 0.44834 | 0.44834 | 0.44834 | 0.44834 | 0.44834 | 0.44834 | 0.45156 | 0.45156 | 0.45156 | 0.45156 | 0.45156 | 0.45156 | 0.45156 | 0.45156 | 0.45156 | 0.45156 | 0.45156 | 0.45156 | 0.45156 | 0.45156 | 10.8118 | 90 | 973.0613 | 0.45156
IL | biomass | Spring | 0.45156 | 0.45156 | 0.45156 | 0.45156 | 0.45156 | 0.45156 | 0.45156 | 0.45156 | 0.45156 | 0.45156 | 0.45156 | 0.45156 | 0.45156 | 0.45156 | 0.45156 | 0.45156 | 0.45156 | 0.45156 | 0.45156 | 0.45156 | 0.45156 | 0.45156 | 0.45156 | 0.45156 | 10.8376 | 112 | 1213.8058 | 0.45156
IL | biomass | Summer | 0.45156 | 0.45156 | 0.45156 | 0.45156 | 0.45156 | 0.45156 | 0.45156 | 0.45156 | 0.45156 | 0.45156 | 0.45156 | 0.45156 | 0.45156 | 0.45156 | 0.45156 | 0.45156 | 0.45156 | 0.45156 | 0.45156 | 0.45156 | 0.45156 | 0.45156 | 0.45156 | 0.45156 | 10.8376 | 72 | 780.3037 | 0.45156
IL | biomass | Fall | 0.45156 | 0.45156 | 0.45156 | 0.45156 | 0.45156 | 0.45156 | 0.45156 | 0.45156 | 0.45156 | 0.45156 | 0.45156 | 0.45156 | 0.45156 | 0.45156 | 0.45156 | 0.45156 | 0.45156 | 0.45156 | 0.45156 | 0.45156 | 0.45156 | 0.45156 | 0.45156 | 0.45156 | 10.8376 | 79 | 856.1666 | 0.45156
IL | biomass | Summer Peak | 0.45156 | 0.45156 | 0.45156 | 0.45156 | 0.45156 | 0.45156 | 0.45156 | 0.45156 | 0.45156 | 0.45156 | 0.45156 | 0.45156 | 0.45156 | 0.45156 | 0.45156 | 0.45156 | 0.45156 | 0.45156 | 0.45156 | 0.45156 | 0.45156 | 0.45156 | 0.45156 | 0.45156 | 10.8376 | 6 | 65.0253 | 0.45156
IL | biomass | Winter Peak | 0.45156 | 0.45156 | 0.45156 | 0.45156 | 0.45156 | 0.45156 | 0.45156 | 0.45156 | 0.45156 | 0.45156 | 0.45156 | 0.45156 | 0.45156 | 0.45156 | 0.45156 | 0.45156 | 0.45156 | 0.45156 | 0.45156 | 0.45156 | 0.45156 | 0.45156 | 0.45156 | 0.45156 | 10.8376 | 6 | 65.0253 | 0.45156
IL | natural gas combined cycle ccs | Winter | 0.8 | 0.8 | 0.8 | 0.8 | 0.8 | 0.8 | 0.8 | 0.8 | 0.8 | 0.8 | 0.8 | 0.8 | 0.8 | 0.8 | 0.8 | 0.8 | 0.8 | 0.8 | 0.8 | 0.8 | 0.8 | 0.8 | 0.8 | 0.8 | 19.2 | 90 | 1728 | 0.8
IL | natural gas combined cycle ccs | Spring | 0.8 | 0.8 | 0.8 | 0.8 | 0.8 | 0.8 | 0.8 | 0.8 | 0.8 | 0.8 | 0.8 | 0.8 | 0.8 | 0.8 | 0.8 | 0.8 | 0.8 | 0.8 | 0.8 | 0.8 | 0.8 | 0.8 | 0.8 | 0.8 | 19.2 | 112 | 2150.4 | 0.8
IL | natural gas combined cycle ccs | Summer | 0.8 | 0.8 | 0.8 | 0.8 | 0.8 | 0.8 | 0.8 | 0.8 | 0.8 | 0.8 | 0.8 | 0.8 | 0.8 | 0.8 | 0.8 | 0.8 | 0.8 | 0.8 | 0.8 | 0.8 | 0.8 | 0.8 | 0.8 | 0.8 | 19.2 | 72 | 1382.4 | 0.8
IL | natural gas combined cycle ccs | Fall | 0.8 | 0.8 | 0.8 | 0.8 | 0.8 | 0.8 | 0.8 | 0.8 | 0.8 | 0.8 | 0.8 | 0.8 | 0.8 | 0.8 | 0.8 | 0.8 | 0.8 | 0.8 | 0.8 | 0.8 | 0.8 | 0.8 | 0.8 | 0.8 | 19.2 | 79 | 1516.8 | 0.8
IL | natural gas combined cycle ccs | Summer Peak | 0.8 | 0.8 | 0.8 | 0.8 | 0.8 | 0.8 | 0.8 | 0.8 | 0.8 | 0.8 | 0.8 | 0.8 | 0.8 | 0.8 | 0.8 | 0.8 | 0.8 | 0.8 | 0.8 | 0.8 | 0.8 | 0.8 | 0.8 | 0.8 | 19.2 | 6 | 115.2 | 0.8
IL | natural gas combined cycle ccs | Winter Peak | 0.8 | 0.8 | 0.8 | 0.8 | 0.8 | 0.8 | 0.8 | 0.8 | 0.8 | 0.8 | 0.8 | 0.8 | 0.8 | 0.8 | 0.8 | 0.8 | 0.8 | 0.8 | 0.8 | 0.8 | 0.8 | 0.8 | 0.8 | 0.8 | 19.2 | 6 | 115.2 | 0.8
IL | natural gas combined cycle | Winter | 0.44294 | 0.43076 | 0.4253 | 0.43369 | 0.46059 | 0.49 | 0.50267 | 0.50787 | 0.51667 | 0.52537 | 0.53122 | 0.53431 | 0.53563 | 0.5356 | 0.54361 | 0.55927 | 0.58189 | 0.5868 | 0.5888 | 0.5866 | 0.57648 | 0.54703 | 0.51356 | 0.47881 | 12.4355 | 90 | 1119.1952 | 0.5888
IL | natural gas combined cycle | Spring | 0.49772 | 0.48885 | 0.48451 | 0.4922 | 0.50687 | 0.51569 | 0.53293 | 0.5414 | 0.55234 | 0.56324 | 0.57 | 0.57667 | 0.57602 | 0.57714 | 0.57889 | 0.59498 | 0.60505 | 0.60816 | 0.6096 | 0.60698 | 0.59792 | 0.57536 | 0.53653 | 0.50932 | 13.2984 | 112 | 1489.4162 | 0.6096
IL | natural gas combined cycle | Summer | 0.43753 | 0.41978 | 0.41835 | 0.42313 | 0.45119 | 0.4827 | 0.49654 | 0.51244 | 0.52855 | 0.5438 | 0.553 | 0.55806 | 0.55386 | 0.54879 | 0.55706 | 0.57378 | 0.59552 | 0.59393 | 0.5976 | 0.59441 | 0.57613 | 0.55431 | 0.51683 | 0.4801 | 12.5674 | 72 | 904.8522 | 0.5976
IL | natural gas combined cycle | Fall | 0.5009 | 0.48678 | 0.48314 | 0.48809 | 0.501 | 0.50248 | 0.52373 | 0.54183 | 0.55277 | 0.57043 | 0.58118 | 0.58992 | 0.59312 | 0.5957 | 0.6006 | 0.61315 | 0.6203 | 0.61984 | 0.61963 | 0.61775 | 0.60477 | 0.57489 | 0.55029 | 0.51449 | 13.4468 | 79 | 1062.2954 | 0.6203
IL | natural gas combined cycle | Summer Peak | 0.47371 | 0.45725 | 0.45449 | 0.45449 | 0.462 | 0.44053 | 0.47308 | 0.48438 | 0.53346 | 0.57204 | 0.59309 | 0.59309 | 0.59693 | 0.59885 | 0.59885 | 0.59885 | 0.60261 | 0.61204 | 0.61012 | 0.6082 | 0.60437 | 0.59309 | 0.56297 | 0.50275 | 13.0812 | 6 | 78.4873 | 0.61204
IL | natural gas combined cycle | Winter Peak | 0.58179 | 0.58179 | 0.58179 | 0.59309 | 0.6044 | 0.61567 | 0.62698 | 0.62698 | 0.62698 | 0.62698 | 0.62698 | 0.62698 | 0.62698 | 0.61567 | 0.62083 | 0.62698 | 0.62698 | 0.62698 | 0.62698 | 0.62698 | 0.62698 | 0.61567 | 0.59309 | 0.58179 | 14.7363 | 6 | 88.4176 | 0.62698
IL | crude oil | Winter | 0.001 | 0.001 | 0.001 | 0.001 | 0.001 | 0.001 | 0.001 | 0.001 | 0.001 | 0.001 | 0.001 | 0.001 | 0.001 | 0.001 | 0.001 | 0.001 | 0.001 | 0.001 | 0.001 | 0.001 | 0.001 | 0.001 | 0.001 | 0.001 | 0.024 | 90 | 2.16 | 0.001
IL | crude oil | Spring | 0.001 | 0.001 | 0.001 | 0.001 | 0.001 | 0.001 | 0.001 | 0.001 | 0.001 | 0.001 | 0.001 | 0.001 | 0.001 | 0.001 | 0.001 | 0.001 | 0.001 | 0.001 | 0.001 | 0.001 | 0.001 | 0.001 | 0.001 | 0.001 | 0.024 | 112 | 2.688 | 0.001
IL | crude oil | Summer | 0.001 | 0.001 | 0.001 | 0.001 | 0.001 | 0.001 | 0.001 | 0.001 | 0.001 | 0.001 | 0.001 | 0.001 | 0.001 | 0.001 | 0.001 | 0.001 | 0.001 | 0.001 | 0.001 | 0.001 | 0.001 | 0.001 | 0.001 | 0.001 | 0.024 | 72 | 1.728 | 0.001
IL | crude oil | Fall | 0.001 | 0.001 | 0.001 | 0.001 | 0.001 | 0.001 | 0.001 | 0.001 | 0.001 | 0.001 | 0.001 | 0.001 | 0.001 | 0.001 | 0.001 | 0.001 | 0.001 | 0.001 | 0.001 | 0.001 | 0.001 | 0.001 | 0.001 | 0.001 | 0.024 | 79 | 1.896 | 0.001
IL | crude oil | Summer Peak | 0.001 | 0.001 | 0.001 | 0.001 | 0.001 | 0.001 | 0.001 | 0.001 | 0.001 | 0.001 | 0.001 | 0.001 | 0.001 | 0.001 | 0.001 | 0.001 | 0.001 | 0.001 | 0.001 | 0.001 | 0.001 | 0.001 | 0.001 | 0.001 | 0.024 | 6 | 0.144 | 0.001
IL | crude oil | Winter Peak | 0.001 | 0.001 | 0.001 | 0.001 | 0.001 | 0.001 | 0.001 | 0.001 | 0.001 | 0.001 | 0.001 | 0.001 | 0.001 | 0.001 | 0.001 | 0.001 | 0.001 | 0.001 | 0.001 | 0.001 | 0.001 | 0.001 | 0.001 | 0.001 | 0.024 | 6 | 0.144 | 0.001
IL | geothermal | Winter | 0.6595 | 0.6595 | 0.6595 | 0.6595 | 0.6595 | 0.6595 | 0.6595 | 0.6595 | 0.6595 | 0.6595 | 0.6595 | 0.6595 | 0.6595 | 0.6595 | 0.6595 | 0.6595 | 0.6595 | 0.6595 | 0.6595 | 0.6595 | 0.6595 | 0.6595 | 0.6595 | 0.6595 | 15.828 | 90 | 1424.52 | 0.6595
IL | geothermal | Spring | 0.6595 | 0.6595 | 0.6595 | 0.6595 | 0.6595 | 0.6595 | 0.6595 | 0.6595 | 0.6595 | 0.6595 | 0.6595 | 0.6595 | 0.6595 | 0.6595 | 0.6595 | 0.6595 | 0.6595 | 0.6595 | 0.6595 | 0.6595 | 0.6595 | 0.6595 | 0.6595 | 0.6595 | 15.828 | 112 | 1772.736 | 0.6595
IL | geothermal | Summer | 0.6595 | 0.6595 | 0.6595 | 0.6595 | 0.6595 | 0.6595 | 0.6595 | 0.6595 | 0.6595 | 0.6595 | 0.6595 | 0.6595 | 0.6595 | 0.6595 | 0.6595 | 0.6595 | 0.6595 | 0.6595 | 0.6595 | 0.6595 | 0.6595 | 0.6595 | 0.6595 | 0.6595 | 15.828 | 72 | 1139.616 | 0.6595
IL | geothermal | Fall | 0.6595 | 0.6595 | 0.6595 | 0.6595 | 0.6595 | 0.6595 | 0.6595 | 0.6595 | 0.6595 | 0.6595 | 0.6595 | 0.6595 | 0.6595 | 0.6595 | 0.6595 | 0.6595 | 0.6595 | 0.6595 | 0.6595 | 0.6595 | 0.6595 | 0.6595 | 0.6595 | 0.6595 | 15.828 | 79 | 1250.412 | 0.6595
IL | geothermal | Summer Peak | 0.6595 | 0.6595 | 0.6595 | 0.6595 | 0.6595 | 0.6595 | 0.6595 | 0.6595 | 0.6595 | 0.6595 | 0.6595 | 0.6595 | 0.6595 | 0.6595 | 0.6595 | 0.6595 | 0.6595 | 0.6595 | 0.6595 | 0.6595 | 0.6595 | 0.6595 | 0.6595 | 0.6595 | 15.828 | 6 | 94.968 | 0.6595
IL | geothermal | Winter Peak | 0.6595 | 0.6595 | 0.6595 | 0.6595 | 0.6595 | 0.6595 | 0.6595 | 0.6595 | 0.6595 | 0.6595 | 0.6595 | 0.6595 | 0.6595 | 0.6595 | 0.6595 | 0.6595 | 0.6595 | 0.6595 | 0.6595 | 0.6595 | 0.6595 | 0.6595 | 0.6595 | 0.6595 | 15.828 | 6 | 94.968 | 0.6595
IL | hard coal ccs | Winter | 0.8 | 0.8 | 0.8 | 0.8 | 0.8 | 0.8 | 0.8 | 0.8 | 0.8 | 0.8 | 0.8 | 0.8 | 0.8 | 0.8 | 0.8 | 0.8 | 0.8 | 0.8 | 0.8 | 0.8 | 0.8 | 0.8 | 0.8 | 0.8 | 19.2 | 90 | 1728 | 0.8
IL | hard coal ccs | Spring | 0.8 | 0.8 | 0.8 | 0.8 | 0.8 | 0.8 | 0.8 | 0.8 | 0.8 | 0.8 | 0.8 | 0.8 | 0.8 | 0.8 | 0.8 | 0.8 | 0.8 | 0.8 | 0.8 | 0.8 | 0.8 | 0.8 | 0.8 | 0.8 | 19.2 | 112 | 2150.4 | 0.8
IL | hard coal ccs | Summer | 0.8 | 0.8 | 0.8 | 0.8 | 0.8 | 0.8 | 0.8 | 0.8 | 0.8 | 0.8 | 0.8 | 0.8 | 0.8 | 0.8 | 0.8 | 0.8 | 0.8 | 0.8 | 0.8 | 0.8 | 0.8 | 0.8 | 0.8 | 0.8 | 19.2 | 72 | 1382.4 | 0.8
IL | hard coal ccs | Fall | 0.8 | 0.8 | 0.8 | 0.8 | 0.8 | 0.8 | 0.8 | 0.8 | 0.8 | 0.8 | 0.8 | 0.8 | 0.8 | 0.8 | 0.8 | 0.8 | 0.8 | 0.8 | 0.8 | 0.8 | 0.8 | 0.8 | 0.8 | 0.8 | 19.2 | 79 | 1516.8 | 0.8
IL | hard coal ccs | Summer Peak | 0.8 | 0.8 | 0.8 | 0.8 | 0.8 | 0.8 | 0.8 | 0.8 | 0.8 | 0.8 | 0.8 | 0.8 | 0.8 | 0.8 | 0.8 | 0.8 | 0.8 | 0.8 | 0.8 | 0.8 | 0.8 | 0.8 | 0.8 | 0.8 | 19.2 | 6 | 115.2 | 0.8
IL | hard coal ccs | Winter Peak | 0.8 | 0.8 | 0.8 | 0.8 | 0.8 | 0.8 | 0.8 | 0.8 | 0.8 | 0.8 | 0.8 | 0.8 | 0.8 | 0.8 | 0.8 | 0.8 | 0.8 | 0.8 | 0.8 | 0.8 | 0.8 | 0.8 | 0.8 | 0.8 | 19.2 | 6 | 115.2 | 0.8
IL | hard coal | Winter | 0.24166 | 0.23432 | 0.23475 | 0.24154 | 0.26398 | 0.3127 | 0.32555 | 0.31266 | 0.32182 | 0.34215 | 0.35724 | 0.3744 | 0.37288 | 0.37913 | 0.39482 | 0.45535 | 0.51252 | 0.53174 | 0.53085 | 0.52263 | 0.47482 | 0.37919 | 0.29633 | 0.26055 | 8.6736 | 90 | 780.6225 | 0.53174
IL | hard coal | Spring | 0.37782 | 0.36128 | 0.35546 | 0.36805 | 0.3993 | 0.45463 | 0.48695 | 0.49281 | 0.50855 | 0.55015 | 0.58553 | 0.59005 | 0.58497 | 0.58428 | 0.6056 | 0.66699 | 0.72008 | 0.73877 | 0.73763 | 0.72698 | 0.6964 | 0.5887 | 0.46595 | 0.39565 | 13.0426 | 112 | 1460.772 | 0.73877
IL | hard coal | Summer | 0.25023 | 0.24586 | 0.24612 | 0.24842 | 0.25506 | 0.28751 | 0.30576 | 0.30892 | 0.33338 | 0.37033 | 0.39395 | 0.41469 | 0.42104 | 0.42072 | 0.44036 | 0.50073 | 0.5602 | 0.56636 | 0.56647 | 0.56199 | 0.52249 | 0.39921 | 0.30581 | 0.27853 | 9.2041 | 72 | 662.6982 | 0.56647
IL | hard coal | Fall | 0.48261 | 0.45781 | 0.4503 | 0.46621 | 0.50289 | 0.55233 | 0.5936 | 0.62561 | 0.67279 | 0.72604 | 0.77491 | 0.78903 | 0.79131 | 0.79061 | 0.8096 | 0.85094 | 0.88744 | 0.89361 | 0.88188 | 0.8764 | 0.84911 | 0.7526 | 0.61708 | 0.52754 | 16.6223 | 79 | 1313.1583 | 0.89361
IL | hard coal | Summer Peak | 0.62599 | 0.57445 | 0.57028 | 0.57554 | 0.60366 | 0.58352 | 0.65371 | 0.77097 | 0.86255 | 0.92815 | 0.9765 | 1 | 1 | 1 | 1 | 1 | 1 | 1 | 1 | 1 | 1 | 1 | 0.91411 | 0.81177 | 20.4512 | 6 | 122.7073 | 1
IL | hard coal | Winter Peak | 0.36455 | 0.33623 | 0.34522 | 0.40474 | 0.50508 | 0.6096 | 0.65517 | 0.60101 | 0.59576 | 0.5905 | 0.58371 | 0.57845 | 0.56655 | 0.5559 | 0.58371 | 0.66044 | 0.66571 | 0.66571 | 0.66257 | 0.66571 | 0.66044 | 0.60434 | 0.49053 | 0.4231 | 13.3747 | 6 | 80.2484 | 0.66571
IL | heavy or residual fuel oil | Winter | 0 | 0 | 0 | 0 | 0 | 0.010861 | 0.015533 | 0.014119 | 0.0093445 | 0.0093445 | 0.0093445 | 0.0093445 | 0.0093445 | 0.0093445 | 0.0093445 | 0.0093445 | 0.021448 | 0.084325 | 0.083202 | 0.02057 | 0.0078885 | 0 | 0 | 0 | 0.3327 | 90 | 29.9433 | 0.084325
IL | heavy or residual fuel oil | Spring | 0 | 0 | 0 | 0 | 0 | 0 | 0 | 0 | 0 | 0 | 0 | 0 | 0 | 0 | 0 | 0.0019476 | 0.017469 | 0.070235 | 0.073428 | 0.03429 | 0.0051903 | 0 | 0 | 0 | 0.20256 | 112 | 22.6867 | 0.073428
IL | heavy or residual fuel oil | Summer | 0.055526 | 0.055526 | 0.055526 | 0.055526 | 0.055526 | 0.055526 | 0.055526 | 0.055526 | 0.055526 | 0.060557 | 0.096906 | 0.15217 | 0.21433 | 0.29836 | 0.3439 | 0.38273 | 0.46877 | 0.50786 | 0.4755 | 0.2802 | 0.13325 | 0.034889 | 0.030825 | 0.030825 | 4.0108 | 72 | 288.7779 | 0.50786
IL | heavy or residual fuel oil | Fall | 0 | 0 | 0 | 0 | 0 | 0 | 0 | 0 | 0 | 0 | 0 | 0 | 0.005871 | 0.013685 | 0.036517 | 0.042174 | 0.053281 | 0.065651 | 0.051585 | 0.031223 | 0 | 0 | 0 | 0 | 0.29999 | 79 | 23.6989 | 0.065651
IL | heavy or residual fuel oil | Summer Peak | 0 | 0 | 0 | 0 | 0 | 0 | 0 | 0 | 0 | 0 | 0 | 0 | 0 | 0.53731 | 0.7117 | 0.7154 | 0.73605 | 0.73605 | 0.73605 | 0.7154 | 0.11938 | 0 | 0 | 0 | 5.0073 | 6 | 30.044 | 0.73605
IL | heavy or residual fuel oil | Winter Peak | 0 | 0 | 0 | 0 | 0 | 0 | 0 | 0 | 0 | 0 | 0 | 0 | 0 | 0 | 0 | 0 | 0 | 0 | 0 | 0 | 0 | 0 | 0 | 0 | 0 | 6 | 0 | 0
IL | hydro | Winter | 0.3106 | 0.3106 | 0.3106 | 0.3106 | 0.3106 | 0.3106 | 0.3106 | 0.3106 | 0.3106 | 0.3106 | 0.3106 | 0.3106 | 0.3106 | 0.3106 | 0.3106 | 0.3106 | 0.3106 | 0.3106 | 0.3106 | 0.3106 | 0.3106 | 0.3106 | 0.3106 | 0.31086 | 7.4546 | 90 | 670.9123 | 0.31086
IL | hydro | Spring | 0.31349 | 0.31349 | 0.31349 | 0.31349 | 0.31349 | 0.31349 | 0.31349 | 0.31349 | 0.31349 | 0.31349 | 0.31349 | 0.31349 | 0.31349 | 0.31349 | 0.31349 | 0.31349 | 0.31349 | 0.31349 | 0.31349 | 0.31349 | 0.31349 | 0.31349 | 0.31349 | 0.31328 | 7.5236 | 112 | 842.6379 | 0.31349
IL | hydro | Summer | 0.31018 | 0.31018 | 0.31018 | 0.31018 | 0.31018 | 0.31018 | 0.31018 | 0.31018 | 0.31018 | 0.31018 | 0.31018 | 0.31018 | 0.31018 | 0.31018 | 0.31018 | 0.31018 | 0.31018 | 0.31018 | 0.31018 | 0.31018 | 0.31018 | 0.31018 | 0.31018 | 0.31018 | 7.4442 | 72 | 535.985 | 0.31018
IL | hydro | Fall | 0.31856 | 0.31856 | 0.31856 | 0.31856 | 0.31856 | 0.31856 | 0.31856 | 0.31856 | 0.31856 | 0.31856 | 0.31856 | 0.31856 | 0.31856 | 0.31856 | 0.31856 | 0.31856 | 0.31856 | 0.31856 | 0.31856 | 0.31856 | 0.31856 | 0.31856 | 0.31856 | 0.31856 | 7.6455 | 79 | 603.9957 | 0.31856
IL | hydro | Summer Peak | 0.35883 | 0.35883 | 0.35883 | 0.35883 | 0.35883 | 0.35883 | 0.35883 | 0.35883 | 0.35883 | 0.35883 | 0.35883 | 0.35883 | 0.35883 | 0.35883 | 0.35883 | 0.35883 | 0.35883 | 0.35883 | 0.35883 | 0.35883 | 0.35883 | 0.35883 | 0.35883 | 0.35883 | 8.6119 | 6 | 51.6713 | 0.35883
IL | hydro | Winter Peak | 0.28512 | 0.28512 | 0.28512 | 0.28512 | 0.28512 | 0.28512 | 0.28512 | 0.28512 | 0.28512 | 0.28512 | 0.28512 | 0.28512 | 0.28512 | 0.28512 | 0.28512 | 0.28512 | 0.28512 | 0.28512 | 0.28512 | 0.28512 | 0.28512 | 0.28512 | 0.28512 | 0.28512 | 6.843 | 6 | 41.0577 | 0.28512
IL | hydrogen combined cycle | Winter | 0.33344 | 0.32883 | 0.32743 | 0.33202 | 0.34412 | 0.35616 | 0.3745 | 0.36792 | 0.3643 | 0.36858 | 0.37088 | 0.37025 | 0.36529 | 0.3613 | 0.36413 | 0.38405 | 0.39622 | 0.39795 | 0.39709 | 0.396 | 0.38987 | 0.3767 | 0.35996 | 0.34402 | 8.771 | 90 | 789.3914 | 0.39795
IL | hydrogen combined cycle | Spring | 0.29178 | 0.28204 | 0.27957 | 0.28824 | 0.30751 | 0.32285 | 0.33054 | 0.33736 | 0.3457 | 0.35277 | 0.35671 | 0.35977 | 0.35984 | 0.35935 | 0.36313 | 0.36613 | 0.38115 | 0.38554 | 0.38647 | 0.38652 | 0.38248 | 0.36788 | 0.33527 | 0.30977 | 8.2384 | 112 | 922.6982 | 0.38652
IL | hydrogen combined cycle | Summer | 0.31215 | 0.29744 | 0.29128 | 0.29411 | 0.29999 | 0.2965 | 0.31174 | 0.33887 | 0.3571 | 0.37165 | 0.38261 | 0.39379 | 0.39992 | 0.40422 | 0.40733 | 0.40917 | 0.41148 | 0.40964 | 0.41234 | 0.41039 | 0.40117 | 0.37867 | 0.35982 | 0.33256 | 8.6839 | 72 | 625.2425 | 0.41234
IL | hydrogen combined cycle | Fall | 0.30455 | 0.30045 | 0.30047 | 0.30033 | 0.31832 | 0.34254 | 0.33617 | 0.34042 | 0.35463 | 0.36454 | 0.3703 | 0.3732 | 0.3736 | 0.37395 | 0.3791 | 0.39212 | 0.40075 | 0.40093 | 0.40367 | 0.3996 | 0.38452 | 0.36484 | 0.33885 | 0.31846 | 8.5363 | 79 | 674.3688 | 0.40367
IL | hydrogen combined cycle | Summer Peak | 0.32511 | 0.32511 | 0.30941 | 0.32511 | 0.32511 | 0.23876 | 0.32511 | 0.36985 | 0.36985 | 0.41472 | 0.41472 | 0.41472 | 0.41472 | 0.41472 | 0.41472 | 0.41472 | 0.41472 | 0.41472 | 0.41472 | 0.41472 | 0.41472 | 0.41472 | 0.41472 | 0.36985 | 9.0894 | 6 | 54.5366 | 0.41472
IL | hydrogen combined cycle | Winter Peak | 0.28024 | 0.28024 | 0.28024 | 0.28024 | 0.28024 | 0.29516 | 0.32499 | 0.32499 | 0.36985 | 0.36985 | 0.36985 | 0.36985 | 0.36985 | 0.36985 | 0.36985 | 0.41472 | 0.41472 | 0.41472 | 0.41472 | 0.41472 | 0.41472 | 0.36985 | 0.36985 | 0.34002 | 8.5034 | 6 | 51.0206 | 0.41472
IL | hydrogen ct | Winter | 0.00091073 | 0.00091073 | 0.00091073 | 0.00091073 | 0.00091073 | 0.00091176 | 0.0012533 | 0.0012523 | 0.0012523 | 0.0012523 | 0.0014832 | 0.0036253 | 0.0069823 | 0.0073866 | 0.0080268 | 0.010171 | 0.018588 | 0.023473 | 0.020392 | 0.0094954 | 0.0029738 | 0 | 0 | 0 | 0.12307 | 90 | 11.0766 | 0.023473
IL | hydrogen ct | Spring | 0.010299 | 0.010299 | 0.010299 | 0.010299 | 0.010299 | 0.010299 | 0.010299 | 0.010299 | 0.010299 | 0.010299 | 0.018684 | 0.028449 | 0.044691 | 0.062649 | 0.080305 | 0.093776 | 0.1183 | 0.14758 | 0.12898 | 0.07178 | 0.038325 | 0.010989 | 0.0089103 | 0.0089103 | 0.96532 | 112 | 108.1156 | 0.14758
IL | hydrogen ct | Summer | 0.003516 | 0.003516 | 0.003516 | 0.003516 | 0.003516 | 0.003516 | 0.003516 | 0.003516 | 0.003516 | 0.003516 | 0.0038137 | 0.0091381 | 0.011399 | 0.015892 | 0.024412 | 0.037069 | 0.050831 | 0.089846 | 0.082011 | 0.042187 | 0.0090745 | 0.0011384 | 0.0011384 | 0.0011384 | 0.41425 | 72 | 29.8259 | 0.089846
IL | hydrogen ct | Fall | 0.013797 | 0.013797 | 0.013797 | 0.013797 | 0.013797 | 0.021153 | 0.023035 | 0.020061 | 0.017978 | 0.020111 | 0.055713 | 0.072936 | 0.095639 | 0.12543 | 0.15469 | 0.18729 | 0.23896 | 0.27367 | 0.24288 | 0.13218 | 0.050959 | 0.018136 | 0.017334 | 0.017334 | 1.8545 | 79 | 146.5035 | 0.27367
IL | hydrogen ct | Summer Peak | 0.010393 | 0.010393 | 0.010393 | 0.010393 | 0.010393 | 0.010393 | 0.010393 | 0.010393 | 0.010393 | 0.010393 | 0.079292 | 0.21972 | 0.39986 | 0.48809 | 0.57473 | 0.70871 | 0.82692 | 0.89157 | 0.77614 | 0.42324 | 0.16695 | 0.031953 | 0.031953 | 0.031953 | 5.755 | 6 | 34.5301 | 0.89157
IL | hydrogen ct | Winter Peak | 0 | 0 | 0 | 0 | 0 | 0 | 0 | 0 | 0 | 0 | 0 | 0 | 0 | 0 | 0 | 0 | 0.030583 | 0.15266 | 0.13528 | 0.047383 | 0 | 0 | 0 | 0 | 0.36591 | 6 | 2.1954 | 0.15266
IL | lignite ccs | Winter | 0.8 | 0.8 | 0.8 | 0.8 | 0.8 | 0.8 | 0.8 | 0.8 | 0.8 | 0.8 | 0.8 | 0.8 | 0.8 | 0.8 | 0.8 | 0.8 | 0.8 | 0.8 | 0.8 | 0.8 | 0.8 | 0.8 | 0.8 | 0.8 | 19.2 | 90 | 1728 | 0.8
IL | lignite ccs | Spring | 0.8 | 0.8 | 0.8 | 0.8 | 0.8 | 0.8 | 0.8 | 0.8 | 0.8 | 0.8 | 0.8 | 0.8 | 0.8 | 0.8 | 0.8 | 0.8 | 0.8 | 0.8 | 0.8 | 0.8 | 0.8 | 0.8 | 0.8 | 0.8 | 19.2 | 112 | 2150.4 | 0.8
IL | lignite ccs | Summer | 0.8 | 0.8 | 0.8 | 0.8 | 0.8 | 0.8 | 0.8 | 0.8 | 0.8 | 0.8 | 0.8 | 0.8 | 0.8 | 0.8 | 0.8 | 0.8 | 0.8 | 0.8 | 0.8 | 0.8 | 0.8 | 0.8 | 0.8 | 0.8 | 19.2 | 72 | 1382.4 | 0.8
IL | lignite ccs | Fall | 0.8 | 0.8 | 0.8 | 0.8 | 0.8 | 0.8 | 0.8 | 0.8 | 0.8 | 0.8 | 0.8 | 0.8 | 0.8 | 0.8 | 0.8 | 0.8 | 0.8 | 0.8 | 0.8 | 0.8 | 0.8 | 0.8 | 0.8 | 0.8 | 19.2 | 79 | 1516.8 | 0.8
IL | lignite ccs | Summer Peak | 0.8 | 0.8 | 0.8 | 0.8 | 0.8 | 0.8 | 0.8 | 0.8 | 0.8 | 0.8 | 0.8 | 0.8 | 0.8 | 0.8 | 0.8 | 0.8 | 0.8 | 0.8 | 0.8 | 0.8 | 0.8 | 0.8 | 0.8 | 0.8 | 19.2 | 6 | 115.2 | 0.8
IL | lignite ccs | Winter Peak | 0.8 | 0.8 | 0.8 | 0.8 | 0.8 | 0.8 | 0.8 | 0.8 | 0.8 | 0.8 | 0.8 | 0.8 | 0.8 | 0.8 | 0.8 | 0.8 | 0.8 | 0.8 | 0.8 | 0.8 | 0.8 | 0.8 | 0.8 | 0.8 | 19.2 | 6 | 115.2 | 0.8
IL | lignite | Winter | 0.638 | 0.638 | 0.638 | 0.638 | 0.638 | 0.638 | 0.638 | 0.638 | 0.638 | 0.638 | 0.638 | 0.638 | 0.638 | 0.638 | 0.638 | 0.638 | 0.638 | 0.638 | 0.638 | 0.638 | 0.638 | 0.638 | 0.638 | 0.638 | 15.312 | 90 | 1378.08 | 0.638
IL | lignite | Spring | 0.638 | 0.638 | 0.638 | 0.638 | 0.638 | 0.638 | 0.638 | 0.638 | 0.638 | 0.638 | 0.638 | 0.638 | 0.638 | 0.638 | 0.638 | 0.638 | 0.638 | 0.638 | 0.638 | 0.638 | 0.638 | 0.638 | 0.638 | 0.638 | 15.312 | 112 | 1714.944 | 0.638
IL | lignite | Summer | 0.638 | 0.638 | 0.638 | 0.638 | 0.638 | 0.638 | 0.638 | 0.638 | 0.638 | 0.638 | 0.638 | 0.638 | 0.638 | 0.638 | 0.638 | 0.638 | 0.638 | 0.638 | 0.638 | 0.638 | 0.638 | 0.638 | 0.638 | 0.638 | 15.312 | 72 | 1102.464 | 0.638
IL | lignite | Fall | 0.638 | 0.638 | 0.638 | 0.638 | 0.638 | 0.638 | 0.638 | 0.638 | 0.638 | 0.638 | 0.638 | 0.638 | 0.638 | 0.638 | 0.638 | 0.638 | 0.638 | 0.638 | 0.638 | 0.638 | 0.638 | 0.638 | 0.638 | 0.638 | 15.312 | 79 | 1209.648 | 0.638
IL | lignite | Summer Peak | 0.638 | 0.638 | 0.638 | 0.638 | 0.638 | 0.638 | 0.638 | 0.638 | 0.638 | 0.638 | 0.638 | 0.638 | 0.638 | 0.638 | 0.638 | 0.638 | 0.638 | 0.638 | 0.638 | 0.638 | 0.638 | 0.638 | 0.638 | 0.638 | 15.312 | 6 | 91.872 | 0.638
IL | lignite | Winter Peak | 0.638 | 0.638 | 0.638 | 0.638 | 0.638 | 0.638 | 0.638 | 0.638 | 0.638 | 0.638 | 0.638 | 0.638 | 0.638 | 0.638 | 0.638 | 0.638 | 0.638 | 0.638 | 0.638 | 0.638 | 0.638 | 0.638 | 0.638 | 0.638 | 15.312 | 6 | 91.872 | 0.638
IL | municipal solid waste | Winter | 0.73462 | 0.73257 | 0.73257 | 0.73257 | 0.73257 | 0.73257 | 0.73257 | 0.73257 | 0.73257 | 0.73257 | 0.73462 | 0.73462 | 0.73462 | 0.73462 | 0.73462 | 0.73462 | 0.73462 | 0.73462 | 0.73462 | 0.73462 | 0.73462 | 0.73462 | 0.73462 | 0.73462 | 17.6124 | 90 | 1585.1164 | 0.73462
IL | municipal solid waste | Spring | 0.73462 | 0.73462 | 0.73462 | 0.73206 | 0.73206 | 0.73206 | 0.73206 | 0.73206 | 0.73206 | 0.73206 | 0.73462 | 0.73462 | 0.73462 | 0.73462 | 0.73462 | 0.73462 | 0.73462 | 0.73462 | 0.73462 | 0.73462 | 0.73462 | 0.73462 | 0.73462 | 0.73462 | 17.6129 | 112 | 1972.6467 | 0.73462
IL | municipal solid waste | Summer | 0.73462 | 0.73462 | 0.73462 | 0.73462 | 0.73462 | 0.73462 | 0.73462 | 0.73462 | 0.73462 | 0.73462 | 0.73462 | 0.73462 | 0.73462 | 0.73462 | 0.73462 | 0.73462 | 0.73462 | 0.73462 | 0.73462 | 0.73462 | 0.73462 | 0.73462 | 0.73462 | 0.73462 | 17.6309 | 72 | 1269.4214 | 0.73462
IL | municipal solid waste | Fall | 0.73462 | 0.73462 | 0.73462 | 0.73462 | 0.73462 | 0.73462 | 0.73462 | 0.73462 | 0.73462 | 0.73462 | 0.73462 | 0.73462 | 0.73462 | 0.73462 | 0.73462 | 0.73462 | 0.73462 | 0.73462 | 0.73462 | 0.73462 | 0.73462 | 0.73462 | 0.73462 | 0.73462 | 17.6309 | 79 | 1392.8373 | 0.73462
IL | municipal solid waste | Summer Peak | 0.73462 | 0.73462 | 0.73462 | 0.73462 | 0.73462 | 0.73462 | 0.73462 | 0.73462 | 0.73462 | 0.73462 | 0.73462 | 0.73462 | 0.73462 | 0.73462 | 0.73462 | 0.73462 | 0.73462 | 0.73462 | 0.73462 | 0.73462 | 0.73462 | 0.73462 | 0.73462 | 0.73462 | 17.6309 | 6 | 105.7851 | 0.73462
IL | municipal solid waste | Winter Peak | 0.73462 | 0.73462 | 0.73462 | 0.73462 | 0.73462 | 0.73462 | 0.73462 | 0.73462 | 0.73462 | 0.73462 | 0.73462 | 0.73462 | 0.73462 | 0.73462 | 0.73462 | 0.73462 | 0.73462 | 0.73462 | 0.73462 | 0.73462 | 0.73462 | 0.73462 | 0.73462 | 0.73462 | 17.6309 | 6 | 105.7851 | 0.73462
IL | natural gas peaker | Winter | 0.00091073 | 0.00091073 | 0.00091073 | 0.00091073 | 0.00091073 | 0.00091176 | 0.0012533 | 0.0012523 | 0.0012523 | 0.0012523 | 0.0014832 | 0.0036253 | 0.0069823 | 0.0073866 | 0.0080268 | 0.010171 | 0.018588 | 0.023473 | 0.020392 | 0.0094954 | 0.0029738 | 0 | 0 | 0 | 0.12307 | 90 | 11.0766 | 0.023473
IL | natural gas peaker | Spring | 0.010299 | 0.010299 | 0.010299 | 0.010299 | 0.010299 | 0.010299 | 0.010299 | 0.010299 | 0.010299 | 0.010299 | 0.018684 | 0.028449 | 0.044691 | 0.062649 | 0.080305 | 0.093776 | 0.1183 | 0.14758 | 0.12898 | 0.07178 | 0.038325 | 0.010989 | 0.0089103 | 0.0089103 | 0.96532 | 112 | 108.1156 | 0.14758
IL | natural gas peaker | Summer | 0.003516 | 0.003516 | 0.003516 | 0.003516 | 0.003516 | 0.003516 | 0.003516 | 0.003516 | 0.003516 | 0.003516 | 0.0038137 | 0.0091381 | 0.011399 | 0.015892 | 0.024412 | 0.037069 | 0.050831 | 0.089846 | 0.082011 | 0.042187 | 0.0090745 | 0.0011384 | 0.0011384 | 0.0011384 | 0.41425 | 72 | 29.8259 | 0.089846
IL | natural gas peaker | Fall | 0.013797 | 0.013797 | 0.013797 | 0.013797 | 0.013797 | 0.021153 | 0.023035 | 0.020061 | 0.017978 | 0.020111 | 0.055713 | 0.072936 | 0.095639 | 0.12543 | 0.15469 | 0.18729 | 0.23896 | 0.27367 | 0.24288 | 0.13218 | 0.050959 | 0.018136 | 0.017334 | 0.017334 | 1.8545 | 79 | 146.5035 | 0.27367
IL | natural gas peaker | Summer Peak | 0.010393 | 0.010393 | 0.010393 | 0.010393 | 0.010393 | 0.010393 | 0.010393 | 0.010393 | 0.010393 | 0.010393 | 0.079292 | 0.21972 | 0.39986 | 0.48809 | 0.57473 | 0.70871 | 0.82692 | 0.89157 | 0.77614 | 0.42324 | 0.16695 | 0.031953 | 0.031953 | 0.031953 | 5.755 | 6 | 34.5301 | 0.89157
IL | natural gas peaker | Winter Peak | 0 | 0 | 0 | 0 | 0 | 0 | 0 | 0 | 0 | 0 | 0 | 0 | 0 | 0 | 0 | 0 | 0.030583 | 0.15266 | 0.13528 | 0.047383 | 0 | 0 | 0 | 0 | 0.36591 | 6 | 2.1954 | 0.15266
IL | nuclear | Winter | 0.96972 | 0.96757 | 0.96594 | 0.96763 | 0.96773 | 0.96513 | 0.96574 | 0.96871 | 0.96752 | 0.96855 | 0.96981 | 0.96981 | 0.96981 | 0.96934 | 0.96917 | 0.96981 | 0.96981 | 0.96981 | 0.96981 | 0.96981 | 0.96981 | 0.96981 | 0.96981 | 0.96981 | 23.2505 | 90 | 2092.5457 | 0.96981
IL | nuclear | Spring | 0.96841 | 0.96965 | 0.96943 | 0.96977 | 0.96981 | 0.96533 | 0.96805 | 0.96981 | 0.96981 | 0.96981 | 0.96981 | 0.96981 | 0.96981 | 0.96981 | 0.96981 | 0.96981 | 0.96981 | 0.96981 | 0.96981 | 0.96981 | 0.96981 | 0.96981 | 0.96981 | 0.96981 | 23.2673 | 112 | 2605.935 | 0.96981
IL | nuclear | Summer | 0.96968 | 0.96816 | 0.96546 | 0.96876 | 0.96875 | 0.96173 | 0.96796 | 0.96964 | 0.96981 | 0.96981 | 0.96981 | 0.96981 | 0.96981 | 0.96981 | 0.96981 | 0.96981 | 0.96981 | 0.96981 | 0.96981 | 0.96981 | 0.96981 | 0.96981 | 0.96981 | 0.96981 | 23.2572 | 72 | 1674.5155 | 0.96981
IL | nuclear | Fall | 0.96981 | 0.96981 | 0.96981 | 0.96981 | 0.96981 | 0.96981 | 0.96981 | 0.96981 | 0.96981 | 0.96981 | 0.96981 | 0.96981 | 0.96981 | 0.96981 | 0.96981 | 0.96981 | 0.96981 | 0.96981 | 0.96981 | 0.96981 | 0.96981 | 0.96981 | 0.96981 | 0.96981 | 23.2755 | 79 | 1838.7656 | 0.96981
IL | nuclear | Summer Peak | 0.96981 | 0.96981 | 0.96981 | 0.96981 | 0.96981 | 0.96981 | 0.96981 | 0.96981 | 0.96981 | 0.96981 | 0.96981 | 0.96981 | 0.96981 | 0.96981 | 0.96981 | 0.96981 | 0.96981 | 0.96981 | 0.96981 | 0.96981 | 0.96981 | 0.96981 | 0.96981 | 0.96981 | 23.2755 | 6 | 139.6531 | 0.96981
IL | nuclear | Winter Peak | 0.96981 | 0.96981 | 0.96981 | 0.96981 | 0.96981 | 0.96981 | 0.96981 | 0.96981 | 0.96981 | 0.96981 | 0.96981 | 0.96981 | 0.96981 | 0.96981 | 0.96981 | 0.96981 | 0.96981 | 0.96981 | 0.96981 | 0.96981 | 0.96981 | 0.96981 | 0.96981 | 0.96981 | 23.2755 | 6 | 139.6531 | 0.96981
IL | offshore wind | Winter | 0.44845 | 0.44327 | 0.43963 | 0.43685 | 0.43644 | 0.43901 | 0.44741 | 0.45379 | 0.45607 | 0.44004 | 0.41839 | 0.39954 | 0.38841 | 0.38791 | 0.39168 | 0.40149 | 0.42319 | 0.44762 | 0.45851 | 0.46667 | 0.46712 | 0.46576 | 0.46141 | 0.4487 | 10.4673 | 90 | 942.0596 | 0.46712
IL | offshore wind | Spring | 0.44472 | 0.43504 | 0.43018 | 0.42314 | 0.4119 | 0.39669 | 0.38665 | 0.37127 | 0.3456 | 0.32681 | 0.31325 | 0.30347 | 0.30782 | 0.31905 | 0.3249 | 0.33608 | 0.35787 | 0.38535 | 0.40885 | 0.43556 | 0.4543 | 0.45487 | 0.45932 | 0.45564 | 9.2883 | 112 | 1040.2899 | 0.45932
IL | offshore wind | Summer | 0.27433 | 0.27679 | 0.28188 | 0.27701 | 0.27028 | 0.25972 | 0.24247 | 0.22282 | 0.20443 | 0.18615 | 0.17931 | 0.18008 | 0.17477 | 0.17247 | 0.18019 | 0.19453 | 0.21505 | 0.22857 | 0.2393 | 0.25534 | 0.25096 | 0.24899 | 0.25342 | 0.26267 | 5.5315 | 72 | 398.27 | 0.28188
IL | offshore wind | Fall | 0.39945 | 0.40031 | 0.39867 | 0.39313 | 0.39477 | 0.39571 | 0.40203 | 0.40656 | 0.40312 | 0.39165 | 0.37299 | 0.36042 | 0.35176 | 0.34653 | 0.3498 | 0.3612 | 0.374 | 0.39329 | 0.40898 | 0.43052 | 0.45652 | 0.45589 | 0.44863 | 0.43021 | 9.5262 | 79 | 752.566 | 0.45652
IL | offshore wind | Summer Peak | 0.54 | 0.54286 | 0.5419 | 0.53429 | 0.49714 | 0.48095 | 0.46286 | 0.4181 | 0.37619 | 0.3419 | 0.32952 | 0.31048 | 0.26095 | 0.26095 | 0.22857 | 0.21048 | 0.23143 | 0.2381 | 0.28762 | 0.4381 | 0.46762 | 0.49048 | 0.51048 | 0.50286 | 9.5038 | 6 | 57.0229 | 0.54286
IL | offshore wind | Winter Peak | 0.84476 | 0.87429 | 0.91905 | 0.94952 | 0.97143 | 0.98381 | 0.97714 | 0.96476 | 0.94286 | 0.93905 | 0.94952 | 0.95905 | 0.94667 | 0.92762 | 0.90476 | 0.88286 | 0.86286 | 0.84667 | 0.82667 | 0.80762 | 0.78095 | 0.76952 | 0.76571 | 0.77333 | 21.3705 | 6 | 128.2229 | 0.98381
IL | onshore wind | Winter | 0.56981 | 0.57173 | 0.57313 | 0.56839 | 0.56197 | 0.52888 | 0.45282 | 0.3869 | 0.35962 | 0.35763 | 0.36577 | 0.37708 | 0.38816 | 0.39958 | 0.412 | 0.42751 | 0.45708 | 0.49753 | 0.55509 | 0.58633 | 0.59634 | 0.59579 | 0.58839 | 0.58023 | 11.7577 | 90 | 1058.1957 | 0.59634
IL | onshore wind | Spring | 0.38159 | 0.36592 | 0.35168 | 0.3349 | 0.3209 | 0.28042 | 0.23311 | 0.19039 | 0.15994 | 0.14992 | 0.15111 | 0.16026 | 0.1677 | 0.17614 | 0.18763 | 0.20238 | 0.23207 | 0.27169 | 0.32327 | 0.35746 | 0.37883 | 0.38347 | 0.38535 | 0.38515 | 6.5313 | 112 | 731.5034 | 0.38535
IL | onshore wind | Summer | 0.64408 | 0.65185 | 0.65663 | 0.65807 | 0.65704 | 0.62572 | 0.49195 | 0.36801 | 0.29964 | 0.29193 | 0.30863 | 0.3343 | 0.36432 | 0.38674 | 0.40481 | 0.41945 | 0.43313 | 0.47132 | 0.53102 | 0.56226 | 0.5736 | 0.57474 | 0.57165 | 0.57683 | 11.8577 | 72 | 853.7564 | 0.65807
IL | onshore wind | Fall | 0.30309 | 0.28282 | 0.26342 | 0.24818 | 0.23318 | 0.19574 | 0.15733 | 0.12826 | 0.094048 | 0.074226 | 0.074073 | 0.081565 | 0.089587 | 0.10272 | 0.11842 | 0.14755 | 0.19029 | 0.22725 | 0.28535 | 0.32603 | 0.34427 | 0.35949 | 0.36977 | 0.37802 | 5.0747 | 79 | 400.8988 | 0.37802
IL | onshore wind | Summer Peak | 0.2757 | 0.2594 | 0.2499 | 0.23874 | 0.2201 | 0.15817 | 0.056193 | 0.019829 | 0.020501 | 0.020797 | 0.021581 | 0.027455 | 0.041206 | 0.059946 | 0.065151 | 0.065215 | 0.073533 | 0.080587 | 0.10586 | 0.13676 | 0.14913 | 0.15398 | 0.164 | 0.17952 | 2.8432 | 6 | 17.0595 | 0.2757
IL | onshore wind | Winter Peak | 0.1616 | 0.14185 | 0.12849 | 0.11334 | 0.11018 | 0.10921 | 0.10502 | 0.090133 | 0.052273 | 0.022246 | 0.012459 | 0.010411 | 0.010488 | 0.011748 | 0.014912 | 0.028469 | 0.047742 | 0.066114 | 0.079707 | 0.083398 | 0.074662 | 0.06508 | 0.054426 | 0.046389 | 1.6404 | 6 | 9.8421 | 0.1616
IL | petroleum | Winter | 0.00091073 | 0.00091073 | 0.00091073 | 0.00091073 | 0.00091073 | 0.00091176 | 0.0012533 | 0.0012523 | 0.0012523 | 0.0012523 | 0.0014832 | 0.0036253 | 0.0069823 | 0.0073866 | 0.0080268 | 0.010171 | 0.018588 | 0.023473 | 0.020392 | 0.0094954 | 0.0029738 | 0 | 0 | 0 | 0.12307 | 90 | 11.0766 | 0.023473
IL | petroleum | Spring | 0.010299 | 0.010299 | 0.010299 | 0.010299 | 0.010299 | 0.010299 | 0.010299 | 0.010299 | 0.010299 | 0.010299 | 0.018684 | 0.028449 | 0.044691 | 0.062649 | 0.080305 | 0.093776 | 0.1183 | 0.14758 | 0.12898 | 0.07178 | 0.038325 | 0.010989 | 0.0089103 | 0.0089103 | 0.96532 | 112 | 108.1156 | 0.14758
IL | petroleum | Summer | 0.003516 | 0.003516 | 0.003516 | 0.003516 | 0.003516 | 0.003516 | 0.003516 | 0.003516 | 0.003516 | 0.003516 | 0.0038137 | 0.0091381 | 0.011399 | 0.015892 | 0.024412 | 0.037069 | 0.050831 | 0.089846 | 0.082011 | 0.042187 | 0.0090745 | 0.0011384 | 0.0011384 | 0.0011384 | 0.41425 | 72 | 29.8259 | 0.089846
IL | petroleum | Fall | 0.013797 | 0.013797 | 0.013797 | 0.013797 | 0.013797 | 0.021153 | 0.023035 | 0.020061 | 0.017978 | 0.020111 | 0.055713 | 0.072936 | 0.095639 | 0.12543 | 0.15469 | 0.18729 | 0.23896 | 0.27367 | 0.24288 | 0.13218 | 0.050959 | 0.018136 | 0.017334 | 0.017334 | 1.8545 | 79 | 146.5035 | 0.27367
IL | petroleum | Summer Peak | 0.010393 | 0.010393 | 0.010393 | 0.010393 | 0.010393 | 0.010393 | 0.010393 | 0.010393 | 0.010393 | 0.010393 | 0.079292 | 0.21972 | 0.39986 | 0.48809 | 0.57473 | 0.70871 | 0.82692 | 0.89157 | 0.77614 | 0.42324 | 0.16695 | 0.031953 | 0.031953 | 0.031953 | 5.755 | 6 | 34.5301 | 0.89157
IL | petroleum | Winter Peak | 0 | 0 | 0 | 0 | 0 | 0 | 0 | 0 | 0 | 0 | 0 | 0 | 0 | 0 | 0 | 0 | 0.030583 | 0.15266 | 0.13528 | 0.047383 | 0 | 0 | 0 | 0 | 0.36591 | 6 | 2.1954 | 0.15266
IL | pumped hydro | Winter | 0.050786 | 0.031782 | 0.011015 | 0.0036035 | 0.0015851 | 0.005556 | 0.040084 | 0.033931 | 0.015151 | 0.0089085 | 0.0017651 | 0.0025064 | 0.0017282 | 0.0011129 | 0.0006206 | 0.00067935 | 0.0057153 | 0.12696 | 0.27549 | 0.26941 | 0.19322 | 0.12361 | 0.087958 | 0.059443 | 1.3526 | 90 | 121.736 | 0.27549
IL | pumped hydro | Spring | 0.13406 | 0.089046 | 0.043601 | 0.027674 | 0.022308 | 0.021574 | 0.03002 | 0.021769 | 0.01624 | 0.0019417 | 0.0019339 | 0.0016268 | 0.0017358 | 0.0033852 | 0.0067275 | 0.010701 | 0.041979 | 0.14699 | 0.34078 | 0.37694 | 0.3594 | 0.20445 | 0.15713 | 0.1425 | 2.2045 | 112 | 246.905 | 0.37694
IL | pumped hydro | Summer | 0.088023 | 0.039339 | 0.016514 | 0.0093124 | 0.0054294 | 0.0038308 | 0.0031176 | 0.0012654 | 0.00015248 | 2.3472e-05 | 0.00083549 | 0.022595 | 0.10315 | 0.18902 | 0.2678 | 0.35551 | 0.45477 | 0.53128 | 0.58425 | 0.58312 | 0.54844 | 0.32976 | 0.16117 | 0.12689 | 4.4256 | 72 | 318.6433 | 0.58425
IL | pumped hydro | Fall | 0.087977 | 0.062359 | 0.024155 | 0.0062008 | 0.0025893 | 0.0017164 | 0.0023704 | 0.0063496 | 0.0078345 | 0.00033795 | 0.00071655 | 0.00089718 | 0.0046131 | 0.012083 | 0.021131 | 0.03584 | 0.098139 | 0.31041 | 0.39754 | 0.41951 | 0.24537 | 0.15513 | 0.1382 | 0.11573 | 2.1572 | 79 | 170.419 | 0.41951
IL | pumped hydro | Summer Peak | 0.13154 | 0.040447 | 0 | 0 | 0 | 0 | 0 | 0 | 0 | 0.00043189 | 0.0018473 | 0.083516 | 0.34412 | 0.45311 | 0.54917 | 0.60615 | 0.63472 | 0.64234 | 0.639 | 0.63262 | 0.72697 | 0.67088 | 0.19429 | 0.14993 | 6.5011 | 6 | 39.0065 | 0.72697
IL | pumped hydro | Winter Peak | 0.0047638 | 0.0026573 | 0.0018473 | 0.0018473 | 0 | 0.094888 | 0.19155 | 0.14615 | 0.0043146 | 0.012964 | 0.003345 | 0.0052486 | 0.0036945 | 0 | 0 | 0 | 0.0048896 | 0.20752 | 0.3746 | 0.38504 | 0.33367 | 0.19894 | 0.069298 | 0.020111 | 2.0674 | 6 | 12.4041 | 0.38504
IL | smr | Winter | 0.95597 | 0.95597 | 0.95597 | 0.95597 | 0.95597 | 0.95597 | 0.95597 | 0.95597 | 0.95597 | 0.95597 | 0.95597 | 0.95597 | 0.95597 | 0.95597 | 0.95597 | 0.95597 | 0.95597 | 0.95597 | 0.95597 | 0.95597 | 0.95597 | 0.95597 | 0.95597 | 0.95597 | 22.9433 | 90 | 2064.8952 | 0.95597
IL | smr | Spring | 0.95597 | 0.95597 | 0.95597 | 0.95597 | 0.95597 | 0.95597 | 0.95597 | 0.95597 | 0.95597 | 0.95597 | 0.95597 | 0.95597 | 0.95597 | 0.95597 | 0.95597 | 0.95597 | 0.95597 | 0.95597 | 0.95597 | 0.95597 | 0.95597 | 0.95597 | 0.95597 | 0.95597 | 22.9433 | 112 | 2569.6473 | 0.95597
IL | smr | Summer | 0.95597 | 0.95597 | 0.95597 | 0.95597 | 0.95597 | 0.95597 | 0.95597 | 0.95597 | 0.95597 | 0.95597 | 0.95597 | 0.95597 | 0.95597 | 0.95597 | 0.95597 | 0.95597 | 0.95597 | 0.95597 | 0.95597 | 0.95597 | 0.95597 | 0.95597 | 0.95597 | 0.95597 | 22.9433 | 72 | 1651.9161 | 0.95597
IL | smr | Fall | 0.95597 | 0.95597 | 0.95597 | 0.95597 | 0.95597 | 0.95597 | 0.95597 | 0.95597 | 0.95597 | 0.95597 | 0.95597 | 0.95597 | 0.95597 | 0.95597 | 0.95597 | 0.95597 | 0.95597 | 0.95597 | 0.95597 | 0.95597 | 0.95597 | 0.95597 | 0.95597 | 0.95597 | 22.9433 | 79 | 1812.5191 | 0.95597
IL | smr | Summer Peak | 0.95597 | 0.95597 | 0.95597 | 0.95597 | 0.95597 | 0.95597 | 0.95597 | 0.95597 | 0.95597 | 0.95597 | 0.95597 | 0.95597 | 0.95597 | 0.95597 | 0.95597 | 0.95597 | 0.95597 | 0.95597 | 0.95597 | 0.95597 | 0.95597 | 0.95597 | 0.95597 | 0.95597 | 22.9433 | 6 | 137.6597 | 0.95597
IL | smr | Winter Peak | 0.95597 | 0.95597 | 0.95597 | 0.95597 | 0.95597 | 0.95597 | 0.95597 | 0.95597 | 0.95597 | 0.95597 | 0.95597 | 0.95597 | 0.95597 | 0.95597 | 0.95597 | 0.95597 | 0.95597 | 0.95597 | 0.95597 | 0.95597 | 0.95597 | 0.95597 | 0.95597 | 0.95597 | 22.9433 | 6 | 137.6597 | 0.95597
IL | solar pv dist | Winter | 0 | 0 | 0 | 0 | 0.0025253 | 0.012142 | 0.20839 | 0.33469 | 0.37712 | 0.37934 | 0.385 | 0.38961 | 0.3922 | 0.44851 | 0.38505 | 0.26868 | 0.13266 | 0.053569 | 0.0009346 | 0 | 0 | 0 | 0 | 0 | 3.7704 | 90 | 339.3379 | 0.44851
IL | solar pv dist | Spring | 0 | 0 | 0 | 1.046e-05 | 0.0047404 | 0.016305 | 0.21416 | 0.33444 | 0.38528 | 0.39014 | 0.38334 | 0.38269 | 0.39153 | 0.49209 | 0.42652 | 0.28244 | 0.15505 | 0.077884 | 0.0052718 | 0 | 0 | 0 | 0 | 0 | 3.9419 | 112 | 441.4897 | 0.49209
IL | solar pv dist | Summer | 0 | 0 | 0 | 9.7626e-06 | 0.0043801 | 0.016814 | 0.2784 | 0.40278 | 0.42455 | 0.43172 | 0.42578 | 0.42537 | 0.42008 | 0.50549 | 0.45207 | 0.33733 | 0.1749 | 0.072315 | 0.0035894 | 0 | 0 | 0 | 0 | 0 | 4.3756 | 72 | 315.0403 | 0.50549
IL | solar pv dist | Fall | 0 | 0 | 0 | 8.8975e-06 | 0.0050212 | 0.018163 | 0.21708 | 0.30602 | 0.36221 | 0.36631 | 0.34967 | 0.35292 | 0.35272 | 0.42623 | 0.38487 | 0.264 | 0.161 | 0.076937 | 0.0059613 | 0 | 0 | 0 | 0 | 0 | 3.6491 | 79 | 288.2793 | 0.42623
IL | solar pv dist | Summer Peak | 0 | 0 | 0 | 0 | 0.0079272 | 0.03905 | 0.40241 | 0.472 | 0.50957 | 0.50035 | 0.48903 | 0.46212 | 0.4574 | 0.48133 | 0.47751 | 0.48871 | 0.37684 | 0.17826 | 0.010153 | 0 | 0 | 0 | 0 | 0 | 5.3527 | 6 | 32.116 | 0.50957
IL | solar pv dist | Winter Peak | 0 | 0 | 0 | 0 | 0 | 0 | 0.0096845 | 0.14296 | 0.22958 | 0.28554 | 0.26004 | 0.25898 | 0.255 | 0.36391 | 0.3429 | 0.1375 | 0.0010153 | 0 | 0 | 0 | 0 | 0 | 0 | 0 | 2.2871 | 6 | 13.7226 | 0.36391
IL | solar pv | Winter | 0 | 0 | 0 | 5.0022e-07 | 0.0021238 | 0.043735 | 0.14426 | 0.28568 | 0.35279 | 0.36254 | 0.36155 | 0.35578 | 0.35607 | 0.34858 | 0.32461 | 0.25234 | 0.13793 | 0.038171 | 0.00090174 | 0 | 0 | 0 | 0 | 0 | 3.367 | 90 | 303.0341 | 0.36254
IL | solar pv | Spring | 0 | 0 | 0 | 3.6177e-06 | 0.0062321 | 0.070494 | 0.16813 | 0.27811 | 0.34657 | 0.35803 | 0.35487 | 0.35173 | 0.3566 | 0.35534 | 0.33717 | 0.26644 | 0.16175 | 0.065699 | 0.0048059 | 0 | 0 | 0 | 0 | 0 | 3.482 | 112 | 389.9817 | 0.35803
IL | solar pv | Summer | 0 | 0 | 0 | 2.918e-06 | 0.0057936 | 0.067841 | 0.2168 | 0.35417 | 0.40044 | 0.40364 | 0.39812 | 0.39403 | 0.39719 | 0.39463 | 0.37409 | 0.30376 | 0.18213 | 0.058282 | 0.0028115 | 0 | 0 | 0 | 0 | 0 | 3.9537 | 72 | 284.6685 | 0.40364
IL | solar pv | Fall | 0 | 0 | 0 | 3.4193e-06 | 0.0056194 | 0.073549 | 0.17517 | 0.257 | 0.32171 | 0.33773 | 0.33343 | 0.33415 | 0.3371 | 0.33428 | 0.31992 | 0.26383 | 0.18146 | 0.080627 | 0.0060166 | 0 | 0 | 0 | 0 | 0 | 3.3616 | 79 | 265.5656 | 0.33773
IL | solar pv | Summer Peak | 0 | 0 | 0 | 0 | 0.0024036 | 0.16237 | 0.34991 | 0.42214 | 0.45996 | 0.45947 | 0.44688 | 0.44452 | 0.44941 | 0.43435 | 0.42252 | 0.38701 | 0.33439 | 0.16528 | 0.0074308 | 0 | 0 | 0 | 0 | 0 | 4.9481 | 6 | 29.6883 | 0.45996
IL | solar pv | Winter Peak | 0 | 0 | 0 | 0 | 0 | 0 | 0.0004477 | 0.072437 | 0.16502 | 0.20118 | 0.21674 | 0.20904 | 0.21681 | 0.21158 | 0.19645 | 0.097764 | 0.00016007 | 0 | 0 | 0 | 0 | 0 | 0 | 0 | 1.5876 | 6 | 9.5258 | 0.21681
IL | solar thermal | Winter | 0 | 0 | 0 | 0 | 0 | 0 | 0 | 0 | 0 | 0.08597 | 0.37963 | 0.49887 | 0.49723 | 0.48344 | 0.47116 | 0.48279 | 0.49202 | 0.44649 | 0.21282 | 0.015243 | 0 | 0 | 0 | 0 | 4.0657 | 90 | 365.9099 | 0.49887
IL | solar thermal | Spring | 0 | 0 | 0 | 0 | 0 | 0 | 0 | 0.0076376 | 0.18687 | 0.48014 | 0.63047 | 0.67382 | 0.67706 | 0.67418 | 0.66674 | 0.6665 | 0.66683 | 0.64842 | 0.56803 | 0.30656 | 0.039289 | 0 | 0 | 0 | 6.8926 | 112 | 771.9671 | 0.67706
IL | solar thermal | Summer | 0 | 0 | 0 | 0 | 0 | 0 | 0 | 0.024165 | 0.27576 | 0.51489 | 0.59949 | 0.63012 | 0.63917 | 0.63842 | 0.63267 | 0.62353 | 0.61338 | 0.59439 | 0.54207 | 0.40006 | 0.11962 | 2.6056e-06 | 0 | 0 | 6.8477 | 72 | 493.0361 | 0.63917
IL | solar thermal | Fall | 0 | 0 | 0 | 0 | 0 | 0 | 0 | 0 | 0.054994 | 0.36422 | 0.55217 | 0.58569 | 0.57826 | 0.56812 | 0.56341 | 0.56827 | 0.56955 | 0.52878 | 0.35579 | 0.077412 | 3.2207e-05 | 0 | 0 | 0 | 5.3667 | 79 | 423.9689 | 0.58569
IL | solar thermal | Summer Peak | 0 | 0 | 0 | 0 | 0 | 0 | 0 | 0.027732 | 0.38084 | 0.62249 | 0.69231 | 0.71807 | 0.7248 | 0.72465 | 0.72329 | 0.72571 | 0.72389 | 0.71218 | 0.67311 | 0.55977 | 0.22117 | 0 | 0 | 0 | 8.23 | 6 | 49.3801 | 0.72571
IL | solar thermal | Winter Peak | 0 | 0 | 0 | 0 | 0 | 0 | 0 | 0 | 0 | 0.0026447 | 0.27588 | 0.35613 | 0.39021 | 0.41121 | 0.42512 | 0.48557 | 0.52766 | 0.49305 | 0.19344 | 0 | 0 | 0 | 0 | 0 | 3.5609 | 6 | 21.3654 | 0.52766
IL | natural gas steam turbine | Winter | 0.2057 | 0.2057 | 0.2057 | 0.2057 | 0.2057 | 0.2057 | 0.2057 | 0.2057 | 0.2057 | 0.2057 | 0.2057 | 0.2057 | 0.2057 | 0.2057 | 0.2057 | 0.2057 | 0.2057 | 0.2057 | 0.2057 | 0.2057 | 0.2057 | 0.2057 | 0.2057 | 0.2057 | 4.9368 | 90 | 444.312 | 0.2057
IL | natural gas steam turbine | Spring | 0.2057 | 0.2057 | 0.2057 | 0.2057 | 0.2057 | 0.2057 | 0.2057 | 0.2057 | 0.2057 | 0.2057 | 0.2057 | 0.2057 | 0.2057 | 0.2057 | 0.2057 | 0.2057 | 0.2057 | 0.2057 | 0.2057 | 0.2057 | 0.2057 | 0.2057 | 0.2057 | 0.2057 | 4.9368 | 112 | 552.9216 | 0.2057
IL | natural gas steam turbine | Summer | 0.2057 | 0.2057 | 0.2057 | 0.2057 | 0.2057 | 0.2057 | 0.2057 | 0.2057 | 0.2057 | 0.2057 | 0.2057 | 0.2057 | 0.2057 | 0.2057 | 0.2057 | 0.2057 | 0.2057 | 0.2057 | 0.2057 | 0.2057 | 0.2057 | 0.2057 | 0.2057 | 0.2057 | 4.9368 | 72 | 355.4496 | 0.2057
IL | natural gas steam turbine | Fall | 0.2057 | 0.2057 | 0.2057 | 0.2057 | 0.2057 | 0.2057 | 0.2057 | 0.2057 | 0.2057 | 0.2057 | 0.2057 | 0.2057 | 0.2057 | 0.2057 | 0.2057 | 0.2057 | 0.2057 | 0.2057 | 0.2057 | 0.2057 | 0.2057 | 0.2057 | 0.2057 | 0.2057 | 4.9368 | 79 | 390.0072 | 0.2057
IL | natural gas steam turbine | Summer Peak | 0.2057 | 0.2057 | 0.2057 | 0.2057 | 0.2057 | 0.2057 | 0.2057 | 0.2057 | 0.2057 | 0.2057 | 0.2057 | 0.2057 | 0.2057 | 0.2057 | 0.2057 | 0.2057 | 0.2057 | 0.2057 | 0.2057 | 0.2057 | 0.2057 | 0.2057 | 0.2057 | 0.2057 | 4.9368 | 6 | 29.6208 | 0.2057
IL | natural gas steam turbine | Winter Peak | 0.2057 | 0.2057 | 0.2057 | 0.2057 | 0.2057 | 0.2057 | 0.2057 | 0.2057 | 0.2057 | 0.2057 | 0.2057 | 0.2057 | 0.2057 | 0.2057 | 0.2057 | 0.2057 | 0.2057 | 0.2057 | 0.2057 | 0.2057 | 0.2057 | 0.2057 | 0.2057 | 0.2057 | 4.9368 | 6 | 29.6208 | 0.2057
IN | biomass ccs | Winter | 0.8 | 0.8 | 0.8 | 0.8 | 0.8 | 0.8 | 0.8 | 0.8 | 0.8 | 0.8 | 0.8 | 0.8 | 0.8 | 0.8 | 0.8 | 0.8 | 0.8 | 0.8 | 0.8 | 0.8 | 0.8 | 0.8 | 0.8 | 0.8 | 19.2 | 39 | 748.8 | 0.8
IN | biomass ccs | Spring | 0.8 | 0.8 | 0.8 | 0.8 | 0.8 | 0.8 | 0.8 | 0.8 | 0.8 | 0.8 | 0.8 | 0.8 | 0.8 | 0.8 | 0.8 | 0.8 | 0.8 | 0.8 | 0.8 | 0.8 | 0.8 | 0.8 | 0.8 | 0.8 | 19.2 | 100 | 1920 | 0.8
IN | biomass ccs | Summer | 0.8 | 0.8 | 0.8 | 0.8 | 0.8 | 0.8 | 0.8 | 0.8 | 0.8 | 0.8 | 0.8 | 0.8 | 0.8 | 0.8 | 0.8 | 0.8 | 0.8 | 0.8 | 0.8 | 0.8 | 0.8 | 0.8 | 0.8 | 0.8 | 19.2 | 79 | 1516.8 | 0.8
IN | biomass ccs | Fall | 0.8 | 0.8 | 0.8 | 0.8 | 0.8 | 0.8 | 0.8 | 0.8 | 0.8 | 0.8 | 0.8 | 0.8 | 0.8 | 0.8 | 0.8 | 0.8 | 0.8 | 0.8 | 0.8 | 0.8 | 0.8 | 0.8 | 0.8 | 0.8 | 19.2 | 117 | 2246.4 | 0.8
IN | biomass ccs | Summer Peak | 0.8 | 0.8 | 0.8 | 0.8 | 0.8 | 0.8 | 0.8 | 0.8 | 0.8 | 0.8 | 0.8 | 0.8 | 0.8 | 0.8 | 0.8 | 0.8 | 0.8 | 0.8 | 0.8 | 0.8 | 0.8 | 0.8 | 0.8 | 0.8 | 19.2 | 21 | 403.2 | 0.8
IN | biomass ccs | Winter Peak | 0.8 | 0.8 | 0.8 | 0.8 | 0.8 | 0.8 | 0.8 | 0.8 | 0.8 | 0.8 | 0.8 | 0.8 | 0.8 | 0.8 | 0.8 | 0.8 | 0.8 | 0.8 | 0.8 | 0.8 | 0.8 | 0.8 | 0.8 | 0.8 | 19.2 | 9 | 172.8 | 0.8
IN | biomass | Winter | 0.4477 | 0.4477 | 0.4477 | 0.4477 | 0.4477 | 0.4477 | 0.4477 | 0.4477 | 0.4477 | 0.4477 | 0.4477 | 0.4477 | 0.4477 | 0.4477 | 0.4477 | 0.4477 | 0.4477 | 0.4477 | 0.4477 | 0.4477 | 0.4477 | 0.4477 | 0.4477 | 0.4477 | 10.7448 | 39 | 419.0472 | 0.4477
IN | biomass | Spring | 0.4477 | 0.4477 | 0.4477 | 0.4477 | 0.4477 | 0.4477 | 0.4477 | 0.4477 | 0.4477 | 0.4477 | 0.4477 | 0.4477 | 0.4477 | 0.4477 | 0.4477 | 0.4477 | 0.4477 | 0.4477 | 0.4477 | 0.4477 | 0.4477 | 0.4477 | 0.4477 | 0.4477 | 10.7448 | 100 | 1074.48 | 0.4477
IN | biomass | Summer | 0.4477 | 0.4477 | 0.4477 | 0.4477 | 0.4477 | 0.4477 | 0.4477 | 0.4477 | 0.4477 | 0.4477 | 0.4477 | 0.4477 | 0.4477 | 0.4477 | 0.4477 | 0.4477 | 0.4477 | 0.4477 | 0.4477 | 0.4477 | 0.4477 | 0.4477 | 0.4477 | 0.4477 | 10.7448 | 79 | 848.8392 | 0.4477
IN | biomass | Fall | 0.4477 | 0.4477 | 0.4477 | 0.4477 | 0.4477 | 0.4477 | 0.4477 | 0.4477 | 0.4477 | 0.4477 | 0.4477 | 0.4477 | 0.4477 | 0.4477 | 0.4477 | 0.4477 | 0.4477 | 0.4477 | 0.4477 | 0.4477 | 0.4477 | 0.4477 | 0.4477 | 0.4477 | 10.7448 | 117 | 1257.1416 | 0.4477
IN | biomass | Summer Peak | 0.4477 | 0.4477 | 0.4477 | 0.4477 | 0.4477 | 0.4477 | 0.4477 | 0.4477 | 0.4477 | 0.4477 | 0.4477 | 0.4477 | 0.4477 | 0.4477 | 0.4477 | 0.4477 | 0.4477 | 0.4477 | 0.4477 | 0.4477 | 0.4477 | 0.4477 | 0.4477 | 0.4477 | 10.7448 | 21 | 225.6408 | 0.4477
IN | biomass | Winter Peak | 0.4477 | 0.4477 | 0.4477 | 0.4477 | 0.4477 | 0.4477 | 0.4477 | 0.4477 | 0.4477 | 0.4477 | 0.4477 | 0.4477 | 0.4477 | 0.4477 | 0.4477 | 0.4477 | 0.4477 | 0.4477 | 0.4477 | 0.4477 | 0.4477 | 0.4477 | 0.4477 | 0.4477 | 10.7448 | 9 | 96.7032 | 0.4477
IN | natural gas combined cycle ccs | Winter | 0.8 | 0.8 | 0.8 | 0.8 | 0.8 | 0.8 | 0.8 | 0.8 | 0.8 | 0.8 | 0.8 | 0.8 | 0.8 | 0.8 | 0.8 | 0.8 | 0.8 | 0.8 | 0.8 | 0.8 | 0.8 | 0.8 | 0.8 | 0.8 | 19.2 | 39 | 748.8 | 0.8
IN | natural gas combined cycle ccs | Spring | 0.8 | 0.8 | 0.8 | 0.8 | 0.8 | 0.8 | 0.8 | 0.8 | 0.8 | 0.8 | 0.8 | 0.8 | 0.8 | 0.8 | 0.8 | 0.8 | 0.8 | 0.8 | 0.8 | 0.8 | 0.8 | 0.8 | 0.8 | 0.8 | 19.2 | 100 | 1920 | 0.8
IN | natural gas combined cycle ccs | Summer | 0.8 | 0.8 | 0.8 | 0.8 | 0.8 | 0.8 | 0.8 | 0.8 | 0.8 | 0.8 | 0.8 | 0.8 | 0.8 | 0.8 | 0.8 | 0.8 | 0.8 | 0.8 | 0.8 | 0.8 | 0.8 | 0.8 | 0.8 | 0.8 | 19.2 | 79 | 1516.8 | 0.8
IN | natural gas combined cycle ccs | Fall | 0.8 | 0.8 | 0.8 | 0.8 | 0.8 | 0.8 | 0.8 | 0.8 | 0.8 | 0.8 | 0.8 | 0.8 | 0.8 | 0.8 | 0.8 | 0.8 | 0.8 | 0.8 | 0.8 | 0.8 | 0.8 | 0.8 | 0.8 | 0.8 | 19.2 | 117 | 2246.4 | 0.8
IN | natural gas combined cycle ccs | Summer Peak | 0.8 | 0.8 | 0.8 | 0.8 | 0.8 | 0.8 | 0.8 | 0.8 | 0.8 | 0.8 | 0.8 | 0.8 | 0.8 | 0.8 | 0.8 | 0.8 | 0.8 | 0.8 | 0.8 | 0.8 | 0.8 | 0.8 | 0.8 | 0.8 | 19.2 | 21 | 403.2 | 0.8
IN | natural gas combined cycle ccs | Winter Peak | 0.8 | 0.8 | 0.8 | 0.8 | 0.8 | 0.8 | 0.8 | 0.8 | 0.8 | 0.8 | 0.8 | 0.8 | 0.8 | 0.8 | 0.8 | 0.8 | 0.8 | 0.8 | 0.8 | 0.8 | 0.8 | 0.8 | 0.8 | 0.8 | 19.2 | 9 | 172.8 | 0.8
IN | natural gas combined cycle | Winter | 0.85974 | 0.85703 | 0.85703 | 0.85571 | 0.85774 | 0.86919 | 0.8829 | 0.87883 | 0.87523 | 0.8716 | 0.87894 | 0.87755 | 0.87755 | 0.87755 | 0.87619 | 0.87619 | 0.89184 | 0.91761 | 0.93413 | 0.92364 | 0.91096 | 0.89491 | 0.88067 | 0.86581 | 21.1485 | 39 | 824.7934 | 0.93413
IN | natural gas combined cycle | Spring | 0.81853 | 0.7807 | 0.76441 | 0.76259 | 0.77775 | 0.80221 | 0.79976 | 0.80546 | 0.82547 | 0.83929 | 0.85772 | 0.8673 | 0.87292 | 0.87756 | 0.88027 | 0.88449 | 0.90769 | 0.92528 | 0.93843 | 0.92615 | 0.92293 | 0.91297 | 0.89526 | 0.86367 | 20.5088 | 100 | 2050.8803 | 0.93843
IN | natural gas combined cycle | Summer | 0.8358 | 0.81617 | 0.80595 | 0.80388 | 0.80427 | 0.8097 | 0.81251 | 0.81084 | 0.83223 | 0.84927 | 0.87251 | 0.8891 | 0.89341 | 0.89886 | 0.89944 | 0.903 | 0.91593 | 0.93721 | 0.95062 | 0.93576 | 0.92933 | 0.91052 | 0.88673 | 0.84928 | 20.8523 | 79 | 1647.3348 | 0.95062
IN | natural gas combined cycle | Fall | 0.82499 | 0.79343 | 0.78 | 0.78182 | 0.79691 | 0.81323 | 0.80177 | 0.80379 | 0.81802 | 0.83259 | 0.8509 | 0.85996 | 0.85878 | 0.8602 | 0.86103 | 0.86635 | 0.8741 | 0.88414 | 0.8918 | 0.88914 | 0.88038 | 0.87353 | 0.85879 | 0.84425 | 20.1999 | 117 | 2363.3865 | 0.8918
IN | natural gas combined cycle | Summer Peak | 0.76131 | 0.70204 | 0.65495 | 0.63327 | 0.63707 | 0.65648 | 0.63933 | 0.689 | 0.78223 | 0.84362 | 0.87934 | 0.91886 | 0.94052 | 0.95184 | 0.9727 | 0.97382 | 0.98414 | 0.99559 | 1 | 0.98874 | 0.97706 | 0.96775 | 0.92183 | 0.85508 | 20.3266 | 21 | 426.858 | 1
IN | natural gas combined cycle | Winter Peak | 0.85398 | 0.85398 | 0.85398 | 0.85398 | 0.85398 | 0.85398 | 0.86158 | 0.86286 | 0.86092 | 0.86286 | 0.86286 | 0.85527 | 0.85527 | 0.85527 | 0.85527 | 0.85527 | 0.85527 | 0.87308 | 0.89352 | 0.8909 | 0.88068 | 0.87806 | 0.85895 | 0.84376 | 20.6855 | 9 | 186.1696 | 0.89352
IN | crude oil | Winter | 0.001 | 0.001 | 0.001 | 0.001 | 0.001 | 0.001 | 0.001 | 0.001 | 0.001 | 0.001 | 0.001 | 0.001 | 0.001 | 0.001 | 0.001 | 0.001 | 0.001 | 0.001 | 0.001 | 0.001 | 0.001 | 0.001 | 0.001 | 0.001 | 0.024 | 39 | 0.936 | 0.001
IN | crude oil | Spring | 0.001 | 0.001 | 0.001 | 0.001 | 0.001 | 0.001 | 0.001 | 0.001 | 0.001 | 0.001 | 0.001 | 0.001 | 0.001 | 0.001 | 0.001 | 0.001 | 0.001 | 0.001 | 0.001 | 0.001 | 0.001 | 0.001 | 0.001 | 0.001 | 0.024 | 100 | 2.4 | 0.001
IN | crude oil | Summer | 0.001 | 0.001 | 0.001 | 0.001 | 0.001 | 0.001 | 0.001 | 0.001 | 0.001 | 0.001 | 0.001 | 0.001 | 0.001 | 0.001 | 0.001 | 0.001 | 0.001 | 0.001 | 0.001 | 0.001 | 0.001 | 0.001 | 0.001 | 0.001 | 0.024 | 79 | 1.896 | 0.001
IN | crude oil | Fall | 0.001 | 0.001 | 0.001 | 0.001 | 0.001 | 0.001 | 0.001 | 0.001 | 0.001 | 0.001 | 0.001 | 0.001 | 0.001 | 0.001 | 0.001 | 0.001 | 0.001 | 0.001 | 0.001 | 0.001 | 0.001 | 0.001 | 0.001 | 0.001 | 0.024 | 117 | 2.808 | 0.001
IN | crude oil | Summer Peak | 0.001 | 0.001 | 0.001 | 0.001 | 0.001 | 0.001 | 0.001 | 0.001 | 0.001 | 0.001 | 0.001 | 0.001 | 0.001 | 0.001 | 0.001 | 0.001 | 0.001 | 0.001 | 0.001 | 0.001 | 0.001 | 0.001 | 0.001 | 0.001 | 0.024 | 21 | 0.504 | 0.001
IN | crude oil | Winter Peak | 0.001 | 0.001 | 0.001 | 0.001 | 0.001 | 0.001 | 0.001 | 0.001 | 0.001 | 0.001 | 0.001 | 0.001 | 0.001 | 0.001 | 0.001 | 0.001 | 0.001 | 0.001 | 0.001 | 0.001 | 0.001 | 0.001 | 0.001 | 0.001 | 0.024 | 9 | 0.216 | 0.001
IN | geothermal | Winter | 0.6595 | 0.6595 | 0.6595 | 0.6595 | 0.6595 | 0.6595 | 0.6595 | 0.6595 | 0.6595 | 0.6595 | 0.6595 | 0.6595 | 0.6595 | 0.6595 | 0.6595 | 0.6595 | 0.6595 | 0.6595 | 0.6595 | 0.6595 | 0.6595 | 0.6595 | 0.6595 | 0.6595 | 15.828 | 39 | 617.292 | 0.6595
IN | geothermal | Spring | 0.6595 | 0.6595 | 0.6595 | 0.6595 | 0.6595 | 0.6595 | 0.6595 | 0.6595 | 0.6595 | 0.6595 | 0.6595 | 0.6595 | 0.6595 | 0.6595 | 0.6595 | 0.6595 | 0.6595 | 0.6595 | 0.6595 | 0.6595 | 0.6595 | 0.6595 | 0.6595 | 0.6595 | 15.828 | 100 | 1582.8 | 0.6595
IN | geothermal | Summer | 0.6595 | 0.6595 | 0.6595 | 0.6595 | 0.6595 | 0.6595 | 0.6595 | 0.6595 | 0.6595 | 0.6595 | 0.6595 | 0.6595 | 0.6595 | 0.6595 | 0.6595 | 0.6595 | 0.6595 | 0.6595 | 0.6595 | 0.6595 | 0.6595 | 0.6595 | 0.6595 | 0.6595 | 15.828 | 79 | 1250.412 | 0.6595
IN | geothermal | Fall | 0.6595 | 0.6595 | 0.6595 | 0.6595 | 0.6595 | 0.6595 | 0.6595 | 0.6595 | 0.6595 | 0.6595 | 0.6595 | 0.6595 | 0.6595 | 0.6595 | 0.6595 | 0.6595 | 0.6595 | 0.6595 | 0.6595 | 0.6595 | 0.6595 | 0.6595 | 0.6595 | 0.6595 | 15.828 | 117 | 1851.876 | 0.6595
IN | geothermal | Summer Peak | 0.6595 | 0.6595 | 0.6595 | 0.6595 | 0.6595 | 0.6595 | 0.6595 | 0.6595 | 0.6595 | 0.6595 | 0.6595 | 0.6595 | 0.6595 | 0.6595 | 0.6595 | 0.6595 | 0.6595 | 0.6595 | 0.6595 | 0.6595 | 0.6595 | 0.6595 | 0.6595 | 0.6595 | 15.828 | 21 | 332.388 | 0.6595
IN | geothermal | Winter Peak | 0.6595 | 0.6595 | 0.6595 | 0.6595 | 0.6595 | 0.6595 | 0.6595 | 0.6595 | 0.6595 | 0.6595 | 0.6595 | 0.6595 | 0.6595 | 0.6595 | 0.6595 | 0.6595 | 0.6595 | 0.6595 | 0.6595 | 0.6595 | 0.6595 | 0.6595 | 0.6595 | 0.6595 | 15.828 | 9 | 142.452 | 0.6595
IN | hard coal ccs | Winter | 0.8 | 0.8 | 0.8 | 0.8 | 0.8 | 0.8 | 0.8 | 0.8 | 0.8 | 0.8 | 0.8 | 0.8 | 0.8 | 0.8 | 0.8 | 0.8 | 0.8 | 0.8 | 0.8 | 0.8 | 0.8 | 0.8 | 0.8 | 0.8 | 19.2 | 39 | 748.8 | 0.8
IN | hard coal ccs | Spring | 0.8 | 0.8 | 0.8 | 0.8 | 0.8 | 0.8 | 0.8 | 0.8 | 0.8 | 0.8 | 0.8 | 0.8 | 0.8 | 0.8 | 0.8 | 0.8 | 0.8 | 0.8 | 0.8 | 0.8 | 0.8 | 0.8 | 0.8 | 0.8 | 19.2 | 100 | 1920 | 0.8
IN | hard coal ccs | Summer | 0.8 | 0.8 | 0.8 | 0.8 | 0.8 | 0.8 | 0.8 | 0.8 | 0.8 | 0.8 | 0.8 | 0.8 | 0.8 | 0.8 | 0.8 | 0.8 | 0.8 | 0.8 | 0.8 | 0.8 | 0.8 | 0.8 | 0.8 | 0.8 | 19.2 | 79 | 1516.8 | 0.8
IN | hard coal ccs | Fall | 0.8 | 0.8 | 0.8 | 0.8 | 0.8 | 0.8 | 0.8 | 0.8 | 0.8 | 0.8 | 0.8 | 0.8 | 0.8 | 0.8 | 0.8 | 0.8 | 0.8 | 0.8 | 0.8 | 0.8 | 0.8 | 0.8 | 0.8 | 0.8 | 19.2 | 117 | 2246.4 | 0.8
IN | hard coal ccs | Summer Peak | 0.8 | 0.8 | 0.8 | 0.8 | 0.8 | 0.8 | 0.8 | 0.8 | 0.8 | 0.8 | 0.8 | 0.8 | 0.8 | 0.8 | 0.8 | 0.8 | 0.8 | 0.8 | 0.8 | 0.8 | 0.8 | 0.8 | 0.8 | 0.8 | 19.2 | 21 | 403.2 | 0.8
IN | hard coal ccs | Winter Peak | 0.8 | 0.8 | 0.8 | 0.8 | 0.8 | 0.8 | 0.8 | 0.8 | 0.8 | 0.8 | 0.8 | 0.8 | 0.8 | 0.8 | 0.8 | 0.8 | 0.8 | 0.8 | 0.8 | 0.8 | 0.8 | 0.8 | 0.8 | 0.8 | 19.2 | 9 | 172.8 | 0.8
IN | hard coal | Winter | 0.34111 | 0.325 | 0.32308 | 0.32579 | 0.34477 | 0.42261 | 0.543 | 0.57718 | 0.5044 | 0.4506 | 0.44644 | 0.44127 | 0.41447 | 0.3862 | 0.37279 | 0.40595 | 0.55236 | 0.66794 | 0.67779 | 0.66779 | 0.65771 | 0.61983 | 0.51092 | 0.38413 | 11.3631 | 39 | 443.162 | 0.67779
IN | hard coal | Spring | 0.27111 | 0.25227 | 0.24369 | 0.24258 | 0.24537 | 0.25675 | 0.27776 | 0.28489 | 0.28745 | 0.30875 | 0.34526 | 0.37556 | 0.39831 | 0.40943 | 0.42233 | 0.44241 | 0.5029 | 0.56174 | 0.57565 | 0.56771 | 0.55718 | 0.5114 | 0.38792 | 0.32356 | 9.052 | 100 | 905.1971 | 0.57565
IN | hard coal | Summer | 0.32342 | 0.29665 | 0.28933 | 0.28886 | 0.29831 | 0.33911 | 0.39874 | 0.402 | 0.38413 | 0.39237 | 0.42912 | 0.45225 | 0.46805 | 0.47224 | 0.47892 | 0.501 | 0.57343 | 0.64529 | 0.65652 | 0.64764 | 0.64392 | 0.60684 | 0.47991 | 0.35461 | 10.8227 | 79 | 854.9913 | 0.65652
IN | hard coal | Fall | 0.23701 | 0.22407 | 0.21757 | 0.21627 | 0.22034 | 0.23818 | 0.26586 | 0.26313 | 0.26232 | 0.27032 | 0.29297 | 0.31242 | 0.32467 | 0.33183 | 0.34171 | 0.35779 | 0.41493 | 0.4718 | 0.48659 | 0.47584 | 0.46705 | 0.41821 | 0.3212 | 0.25855 | 7.6906 | 117 | 899.8031 | 0.48659
IN | hard coal | Summer Peak | 0.45484 | 0.375 | 0.35003 | 0.34502 | 0.35125 | 0.3735 | 0.3703 | 0.42345 | 0.52419 | 0.59018 | 0.66327 | 0.71739 | 0.74934 | 0.77156 | 0.78612 | 0.7947 | 0.79897 | 0.80247 | 0.80454 | 0.80037 | 0.80093 | 0.79518 | 0.74849 | 0.61668 | 14.8078 | 21 | 310.9629 | 0.80454
IN | hard coal | Winter Peak | 0.31409 | 0.30603 | 0.30053 | 0.30105 | 0.31897 | 0.42109 | 0.57694 | 0.58786 | 0.5313 | 0.4781 | 0.46558 | 0.45281 | 0.42522 | 0.38895 | 0.37716 | 0.39328 | 0.52508 | 0.69031 | 0.70219 | 0.66884 | 0.65581 | 0.626 | 0.48658 | 0.35597 | 11.3497 | 9 | 102.1476 | 0.70219
IN | heavy or residual fuel oil | Winter | 0 | 0 | 0 | 0 | 0 | 0 | 0.0015467 | 0.00092496 | 0.00092496 | 0.00092496 | 0.00092496 | 0.00092496 | 0.00092496 | 0.00092496 | 0.00092496 | 0.00092496 | 0.00092496 | 0.0018499 | 0.0091081 | 0.0069246 | 0.0028507 | 0 | 0 | 0 | 0.031529 | 39 | 1.2296 | 0.0091081
IN | heavy or residual fuel oil | Spring | 0 | 0 | 0 | 0 | 0 | 0 | 0 | 0 | 0 | 0 | 0 | 0 | 0 | 0 | 0 | 0 | 0.0011562 | 0.0027799 | 0.0091864 | 0.0080681 | 0.0013457 | 0 | 0 | 0 | 0.022536 | 100 | 2.2536 | 0.0091864
IN | heavy or residual fuel oil | Summer | 0.032537 | 0.032537 | 0.032537 | 0.032537 | 0.032537 | 0.032537 | 0.032537 | 0.032537 | 0.032537 | 0.032537 | 0.032537 | 0.083788 | 0.1548 | 0.2821 | 0.34197 | 0.35096 | 0.36098 | 0.37658 | 0.40357 | 0.37245 | 0.28763 | 0.085899 | 0.016269 | 0.016269 | 3.4912 | 79 | 275.8024 | 0.40357
IN | heavy or residual fuel oil | Fall | 0.046405 | 0.046405 | 0.046405 | 0.046405 | 0.046405 | 0.046405 | 0.046405 | 0.046405 | 0.046405 | 0.046405 | 0.046405 | 0.046405 | 0.046405 | 0.069608 | 0.073801 | 0.075687 | 0.078527 | 0.11426 | 0.087913 | 0.078527 | 0.075544 | 0.046405 | 0.046405 | 0.046405 | 1.3964 | 117 | 163.3734 | 0.11426
IN | heavy or residual fuel oil | Summer Peak | 0 | 0 | 0 | 0 | 0 | 0 | 0 | 0 | 0 | 0 | 0 | 0 | 0 | 0 | 0.95 | 0.95 | 0.95 | 0.95 | 0.95 | 0.95 | 0.95 | 0 | 0 | 0 | 6.65 | 21 | 139.65 | 0.95
IN | heavy or residual fuel oil | Winter Peak | 0 | 0 | 0 | 0 | 0 | 0 | 0 | 0 | 0 | 0 | 0 | 0 | 0 | 0 | 0 | 0 | 0 | 0 | 0 | 0 | 0 | 0 | 0 | 0 | 0 | 9 | 0 | 0
IN | hydro | Winter | 0.53484 | 0.53484 | 0.53484 | 0.53484 | 0.53484 | 0.53484 | 0.53484 | 0.53484 | 0.53484 | 0.53484 | 0.53484 | 0.53484 | 0.53484 | 0.53484 | 0.53484 | 0.53484 | 0.53484 | 0.53484 | 0.53484 | 0.53484 | 0.53484 | 0.53484 | 0.53484 | 0.53484 | 12.8361 | 39 | 500.6081 | 0.53484
IN | hydro | Spring | 0.53632 | 0.53632 | 0.53632 | 0.53632 | 0.53632 | 0.53632 | 0.53632 | 0.53632 | 0.53632 | 0.53632 | 0.53632 | 0.53632 | 0.53632 | 0.53632 | 0.53632 | 0.53632 | 0.53632 | 0.53632 | 0.53632 | 0.53632 | 0.53632 | 0.53632 | 0.53632 | 0.53632 | 12.8716 | 100 | 1287.1588 | 0.53632
IN | hydro | Summer | 0.5634 | 0.5634 | 0.5634 | 0.5634 | 0.5634 | 0.5634 | 0.5634 | 0.5634 | 0.5634 | 0.5634 | 0.5634 | 0.5634 | 0.5634 | 0.5634 | 0.5634 | 0.5634 | 0.5634 | 0.5634 | 0.5634 | 0.5634 | 0.5634 | 0.5634 | 0.5634 | 0.5634 | 13.5215 | 79 | 1068.2001 | 0.5634
IN | hydro | Fall | 0.54808 | 0.54808 | 0.54808 | 0.54808 | 0.54808 | 0.54808 | 0.54808 | 0.54808 | 0.54808 | 0.54808 | 0.54808 | 0.54808 | 0.54808 | 0.54808 | 0.54808 | 0.54808 | 0.54808 | 0.54808 | 0.54808 | 0.54808 | 0.54808 | 0.54808 | 0.54808 | 0.54808 | 13.1539 | 117 | 1539.005 | 0.54808
IN | hydro | Summer Peak | 0.63045 | 0.63045 | 0.63045 | 0.63045 | 0.63045 | 0.63045 | 0.63045 | 0.63045 | 0.63045 | 0.63045 | 0.63045 | 0.63045 | 0.63045 | 0.63045 | 0.63045 | 0.63045 | 0.63045 | 0.63045 | 0.63045 | 0.63045 | 0.63045 | 0.63045 | 0.63045 | 0.63045 | 15.1308 | 21 | 317.7465 | 0.63045
IN | hydro | Winter Peak | 0.54014 | 0.54014 | 0.54014 | 0.54014 | 0.54014 | 0.54014 | 0.54014 | 0.54014 | 0.54014 | 0.54014 | 0.54014 | 0.54014 | 0.54014 | 0.54014 | 0.54014 | 0.54014 | 0.54014 | 0.54014 | 0.54014 | 0.54014 | 0.54014 | 0.54014 | 0.54014 | 0.54014 | 12.9633 | 9 | 116.6696 | 0.54014
IN | hydrogen combined cycle | Winter | 0.59066 | 0.58795 | 0.58813 | 0.5874 | 0.58979 | 0.59526 | 0.60216 | 0.59982 | 0.59494 | 0.5942 | 0.59715 | 0.59609 | 0.59391 | 0.59347 | 0.59251 | 0.59624 | 0.60444 | 0.62253 | 0.62956 | 0.62384 | 0.61885 | 0.61007 | 0.60287 | 0.59798 | 14.4098 | 39 | 561.9821 | 0.62956
IN | hydrogen combined cycle | Spring | 0.5686 | 0.56177 | 0.55787 | 0.55886 | 0.56562 | 0.58244 | 0.57589 | 0.56619 | 0.57305 | 0.5772 | 0.58379 | 0.58583 | 0.58689 | 0.58915 | 0.59048 | 0.59427 | 0.61299 | 0.62428 | 0.63546 | 0.63268 | 0.62859 | 0.62228 | 0.60457 | 0.58616 | 14.1649 | 100 | 1416.4906 | 0.63546
IN | hydrogen combined cycle | Summer | 0.55161 | 0.50039 | 0.47316 | 0.46519 | 0.46599 | 0.47281 | 0.46344 | 0.49623 | 0.54617 | 0.5788 | 0.61628 | 0.64191 | 0.65125 | 0.65848 | 0.66382 | 0.66473 | 0.6703 | 0.67652 | 0.6879 | 0.67311 | 0.66639 | 0.65865 | 0.63656 | 0.5871 | 14.1668 | 79 | 1119.1745 | 0.6879
IN | hydrogen combined cycle | Fall | 0.58248 | 0.55326 | 0.54468 | 0.54977 | 0.57221 | 0.5885 | 0.58527 | 0.57043 | 0.57875 | 0.58974 | 0.59563 | 0.60179 | 0.60485 | 0.60558 | 0.60677 | 0.60808 | 0.61258 | 0.62046 | 0.62047 | 0.61902 | 0.61395 | 0.60648 | 0.60124 | 0.5989 | 14.2309 | 117 | 1665.0125 | 0.62047
IN | hydrogen combined cycle | Summer Peak | 0.48516 | 0.48516 | 0.42546 | 0.42546 | 0.42546 | 0.48516 | 0.42546 | 0.48516 | 0.48516 | 0.6096 | 0.64637 | 0.64637 | 0.64763 | 0.71031 | 0.71031 | 0.71031 | 0.71031 | 0.71031 | 0.71031 | 0.71031 | 0.71031 | 0.71031 | 0.64637 | 0.64637 | 14.3632 | 21 | 301.6265 | 0.71031
IN | hydrogen combined cycle | Winter Peak | 0.57434 | 0.57434 | 0.57434 | 0.57434 | 0.57434 | 0.57434 | 0.57434 | 0.57434 | 0.57434 | 0.57434 | 0.62189 | 0.62189 | 0.62189 | 0.62189 | 0.62189 | 0.62189 | 0.6383 | 0.6383 | 0.64637 | 0.6383 | 0.6383 | 0.57434 | 0.57434 | 0.57434 | 14.3973 | 9 | 129.576 | 0.64637
IN | hydrogen ct | Winter | 2.1872e-07 | 2.1872e-07 | 2.1872e-07 | 2.1872e-07 | 2.1872e-07 | 2.1872e-07 | 0.047488 | 0.028941 | 0.027821 | 0.027821 | 0.027821 | 0.027821 | 0.027821 | 0.027821 | 0.027821 | 0.027821 | 0.027821 | 0.057882 | 0.26096 | 0.21097 | 0.079596 | 0.0011201 | 2.1872e-07 | 2.1872e-07 | 0.93735 | 39 | 36.5565 | 0.26096
IN | hydrogen ct | Spring | 0.011287 | 0.011287 | 0.011287 | 0.011287 | 0.011287 | 0.011287 | 0.011287 | 0.011287 | 0.011287 | 0.011287 | 0.011287 | 0.040385 | 0.12003 | 0.24839 | 0.34611 | 0.46361 | 0.54797 | 0.6841 | 0.98006 | 0.85124 | 0.39707 | 0.15568 | 0.012161 | 0.012161 | 4.9831 | 100 | 498.3118 | 0.98006
IN | hydrogen ct | Summer | 0.0016587 | 0.0016587 | 0.0016587 | 0.0016587 | 0.0016587 | 0.0016587 | 0.015393 | 0.015393 | 0.0016587 | 0.0016587 | 0.0016587 | 0.0022115 | 0.038707 | 0.090406 | 0.19651 | 0.33137 | 0.50634 | 0.67814 | 0.73012 | 0.61284 | 0.233 | 0.01484 | 0.0011059 | 0.0011059 | 3.4824 | 79 | 275.1109 | 0.73012
IN | hydrogen ct | Fall | 0.0003735 | 0.0003735 | 0.0003735 | 0.0003735 | 0.0003735 | 0.0003735 | 0.0003735 | 0.0003735 | 0.0003735 | 0.0003735 | 0.0003735 | 0.00074678 | 0.026906 | 0.085096 | 0.15603 | 0.19034 | 0.25969 | 0.3869 | 0.4743 | 0.38517 | 0.15046 | 0.016885 | 2.1872e-07 | 2.1872e-07 | 2.1366 | 117 | 249.9871 | 0.4743
IN | hydrogen ct | Summer Peak | 2.1872e-07 | 2.1872e-07 | 2.1872e-07 | 2.1872e-07 | 2.1872e-07 | 2.1872e-07 | 2.1872e-07 | 2.1872e-07 | 2.1872e-07 | 2.1872e-07 | 2.1872e-07 | 0.051668 | 0.33802 | 0.87143 | 1 | 1 | 1 | 1 | 1 | 1 | 0.89157 | 0.0062393 | 2.1872e-07 | 2.1872e-07 | 8.1589 | 21 | 171.3375 | 1
IN | hydrogen ct | Winter Peak | 2.1872e-07 | 2.1872e-07 | 2.1872e-07 | 2.1872e-07 | 2.1872e-07 | 2.1872e-07 | 2.1872e-07 | 2.1872e-07 | 2.1872e-07 | 2.1872e-07 | 2.1872e-07 | 2.1872e-07 | 2.1872e-07 | 2.1872e-07 | 2.1872e-07 | 2.1872e-07 | 2.1872e-07 | 2.1872e-07 | 0.43613 | 0.43613 | 0.12056 | 2.1872e-07 | 2.1872e-07 | 2.1872e-07 | 0.99282 | 9 | 8.9354 | 0.43613
IN | lignite ccs | Winter | 0.8 | 0.8 | 0.8 | 0.8 | 0.8 | 0.8 | 0.8 | 0.8 | 0.8 | 0.8 | 0.8 | 0.8 | 0.8 | 0.8 | 0.8 | 0.8 | 0.8 | 0.8 | 0.8 | 0.8 | 0.8 | 0.8 | 0.8 | 0.8 | 19.2 | 39 | 748.8 | 0.8
IN | lignite ccs | Spring | 0.8 | 0.8 | 0.8 | 0.8 | 0.8 | 0.8 | 0.8 | 0.8 | 0.8 | 0.8 | 0.8 | 0.8 | 0.8 | 0.8 | 0.8 | 0.8 | 0.8 | 0.8 | 0.8 | 0.8 | 0.8 | 0.8 | 0.8 | 0.8 | 19.2 | 100 | 1920 | 0.8
IN | lignite ccs | Summer | 0.8 | 0.8 | 0.8 | 0.8 | 0.8 | 0.8 | 0.8 | 0.8 | 0.8 | 0.8 | 0.8 | 0.8 | 0.8 | 0.8 | 0.8 | 0.8 | 0.8 | 0.8 | 0.8 | 0.8 | 0.8 | 0.8 | 0.8 | 0.8 | 19.2 | 79 | 1516.8 | 0.8
IN | lignite ccs | Fall | 0.8 | 0.8 | 0.8 | 0.8 | 0.8 | 0.8 | 0.8 | 0.8 | 0.8 | 0.8 | 0.8 | 0.8 | 0.8 | 0.8 | 0.8 | 0.8 | 0.8 | 0.8 | 0.8 | 0.8 | 0.8 | 0.8 | 0.8 | 0.8 | 19.2 | 117 | 2246.4 | 0.8
IN | lignite ccs | Summer Peak | 0.8 | 0.8 | 0.8 | 0.8 | 0.8 | 0.8 | 0.8 | 0.8 | 0.8 | 0.8 | 0.8 | 0.8 | 0.8 | 0.8 | 0.8 | 0.8 | 0.8 | 0.8 | 0.8 | 0.8 | 0.8 | 0.8 | 0.8 | 0.8 | 19.2 | 21 | 403.2 | 0.8
IN | lignite ccs | Winter Peak | 0.8 | 0.8 | 0.8 | 0.8 | 0.8 | 0.8 | 0.8 | 0.8 | 0.8 | 0.8 | 0.8 | 0.8 | 0.8 | 0.8 | 0.8 | 0.8 | 0.8 | 0.8 | 0.8 | 0.8 | 0.8 | 0.8 | 0.8 | 0.8 | 19.2 | 9 | 172.8 | 0.8
IN | lignite | Winter | 0.638 | 0.638 | 0.638 | 0.638 | 0.638 | 0.638 | 0.638 | 0.638 | 0.638 | 0.638 | 0.638 | 0.638 | 0.638 | 0.638 | 0.638 | 0.638 | 0.638 | 0.638 | 0.638 | 0.638 | 0.638 | 0.638 | 0.638 | 0.638 | 15.312 | 39 | 597.168 | 0.638
IN | lignite | Spring | 0.638 | 0.638 | 0.638 | 0.638 | 0.638 | 0.638 | 0.638 | 0.638 | 0.638 | 0.638 | 0.638 | 0.638 | 0.638 | 0.638 | 0.638 | 0.638 | 0.638 | 0.638 | 0.638 | 0.638 | 0.638 | 0.638 | 0.638 | 0.638 | 15.312 | 100 | 1531.2 | 0.638
IN | lignite | Summer | 0.638 | 0.638 | 0.638 | 0.638 | 0.638 | 0.638 | 0.638 | 0.638 | 0.638 | 0.638 | 0.638 | 0.638 | 0.638 | 0.638 | 0.638 | 0.638 | 0.638 | 0.638 | 0.638 | 0.638 | 0.638 | 0.638 | 0.638 | 0.638 | 15.312 | 79 | 1209.648 | 0.638
IN | lignite | Fall | 0.638 | 0.638 | 0.638 | 0.638 | 0.638 | 0.638 | 0.638 | 0.638 | 0.638 | 0.638 | 0.638 | 0.638 | 0.638 | 0.638 | 0.638 | 0.638 | 0.638 | 0.638 | 0.638 | 0.638 | 0.638 | 0.638 | 0.638 | 0.638 | 15.312 | 117 | 1791.504 | 0.638
IN | lignite | Summer Peak | 0.638 | 0.638 | 0.638 | 0.638 | 0.638 | 0.638 | 0.638 | 0.638 | 0.638 | 0.638 | 0.638 | 0.638 | 0.638 | 0.638 | 0.638 | 0.638 | 0.638 | 0.638 | 0.638 | 0.638 | 0.638 | 0.638 | 0.638 | 0.638 | 15.312 | 21 | 321.552 | 0.638
IN | lignite | Winter Peak | 0.638 | 0.638 | 0.638 | 0.638 | 0.638 | 0.638 | 0.638 | 0.638 | 0.638 | 0.638 | 0.638 | 0.638 | 0.638 | 0.638 | 0.638 | 0.638 | 0.638 | 0.638 | 0.638 | 0.638 | 0.638 | 0.638 | 0.638 | 0.638 | 15.312 | 9 | 137.808 | 0.638
IN | municipal solid waste | Winter | 0.7342 | 0.7342 | 0.7342 | 0.7342 | 0.7342 | 0.7342 | 0.7342 | 0.7342 | 0.7342 | 0.7342 | 0.7342 | 0.7342 | 0.7342 | 0.7342 | 0.7342 | 0.7342 | 0.7342 | 0.7342 | 0.7342 | 0.7342 | 0.7342 | 0.7342 | 0.7342 | 0.7342 | 17.6208 | 39 | 687.2112 | 0.7342
IN | municipal solid waste | Spring | 0.7342 | 0.7342 | 0.7342 | 0.7342 | 0.7342 | 0.7342 | 0.7342 | 0.7342 | 0.7342 | 0.7342 | 0.7342 | 0.7342 | 0.7342 | 0.7342 | 0.7342 | 0.7342 | 0.7342 | 0.7342 | 0.7342 | 0.7342 | 0.7342 | 0.7342 | 0.7342 | 0.7342 | 17.6208 | 100 | 1762.08 | 0.7342
IN | municipal solid waste | Summer | 0.7342 | 0.7342 | 0.7342 | 0.7342 | 0.7342 | 0.7342 | 0.7342 | 0.7342 | 0.7342 | 0.7342 | 0.7342 | 0.7342 | 0.7342 | 0.7342 | 0.7342 | 0.7342 | 0.7342 | 0.7342 | 0.7342 | 0.7342 | 0.7342 | 0.7342 | 0.7342 | 0.7342 | 17.6208 | 79 | 1392.0432 | 0.7342
IN | municipal solid waste | Fall | 0.7342 | 0.7342 | 0.7342 | 0.7342 | 0.7342 | 0.7342 | 0.7342 | 0.7342 | 0.7342 | 0.7342 | 0.7342 | 0.7342 | 0.7342 | 0.7342 | 0.7342 | 0.7342 | 0.7342 | 0.7342 | 0.7342 | 0.7342 | 0.7342 | 0.7342 | 0.7342 | 0.7342 | 17.6208 | 117 | 2061.6336 | 0.7342
IN | municipal solid waste | Summer Peak | 0.7342 | 0.7342 | 0.7342 | 0.7342 | 0.7342 | 0.7342 | 0.7342 | 0.7342 | 0.7342 | 0.7342 | 0.7342 | 0.7342 | 0.7342 | 0.7342 | 0.7342 | 0.7342 | 0.7342 | 0.7342 | 0.7342 | 0.7342 | 0.7342 | 0.7342 | 0.7342 | 0.7342 | 17.6208 | 21 | 370.0368 | 0.7342
IN | municipal solid waste | Winter Peak | 0.7342 | 0.7342 | 0.7342 | 0.7342 | 0.7342 | 0.7342 | 0.7342 | 0.7342 | 0.7342 | 0.7342 | 0.7342 | 0.7342 | 0.7342 | 0.7342 | 0.7342 | 0.7342 | 0.7342 | 0.7342 | 0.7342 | 0.7342 | 0.7342 | 0.7342 | 0.7342 | 0.7342 | 17.6208 | 9 | 158.5872 | 0.7342
IN | natural gas peaker | Winter | 2.1872e-07 | 2.1872e-07 | 2.1872e-07 | 2.1872e-07 | 2.1872e-07 | 2.1872e-07 | 0.047488 | 0.028941 | 0.027821 | 0.027821 | 0.027821 | 0.027821 | 0.027821 | 0.027821 | 0.027821 | 0.027821 | 0.027821 | 0.057882 | 0.26096 | 0.21097 | 0.079596 | 0.0011201 | 2.1872e-07 | 2.1872e-07 | 0.93735 | 39 | 36.5565 | 0.26096
IN | natural gas peaker | Spring | 0.011287 | 0.011287 | 0.011287 | 0.011287 | 0.011287 | 0.011287 | 0.011287 | 0.011287 | 0.011287 | 0.011287 | 0.011287 | 0.040385 | 0.12003 | 0.24839 | 0.34611 | 0.46361 | 0.54797 | 0.6841 | 0.98006 | 0.85124 | 0.39707 | 0.15568 | 0.012161 | 0.012161 | 4.9831 | 100 | 498.3118 | 0.98006
IN | natural gas peaker | Summer | 0.0016587 | 0.0016587 | 0.0016587 | 0.0016587 | 0.0016587 | 0.0016587 | 0.015393 | 0.015393 | 0.0016587 | 0.0016587 | 0.0016587 | 0.0022115 | 0.038707 | 0.090406 | 0.19651 | 0.33137 | 0.50634 | 0.67814 | 0.73012 | 0.61284 | 0.233 | 0.01484 | 0.0011059 | 0.0011059 | 3.4824 | 79 | 275.1109 | 0.73012
IN | natural gas peaker | Fall | 0.0003735 | 0.0003735 | 0.0003735 | 0.0003735 | 0.0003735 | 0.0003735 | 0.0003735 | 0.0003735 | 0.0003735 | 0.0003735 | 0.0003735 | 0.00074678 | 0.026906 | 0.085096 | 0.15603 | 0.19034 | 0.25969 | 0.3869 | 0.4743 | 0.38517 | 0.15046 | 0.016885 | 2.1872e-07 | 2.1872e-07 | 2.1366 | 117 | 249.9871 | 0.4743
IN | natural gas peaker | Summer Peak | 2.1872e-07 | 2.1872e-07 | 2.1872e-07 | 2.1872e-07 | 2.1872e-07 | 2.1872e-07 | 2.1872e-07 | 2.1872e-07 | 2.1872e-07 | 2.1872e-07 | 2.1872e-07 | 0.051668 | 0.33802 | 0.87143 | 1 | 1 | 1 | 1 | 1 | 1 | 0.89157 | 0.0062393 | 2.1872e-07 | 2.1872e-07 | 8.1589 | 21 | 171.3375 | 1
IN | natural gas peaker | Winter Peak | 2.1872e-07 | 2.1872e-07 | 2.1872e-07 | 2.1872e-07 | 2.1872e-07 | 2.1872e-07 | 2.1872e-07 | 2.1872e-07 | 2.1872e-07 | 2.1872e-07 | 2.1872e-07 | 2.1872e-07 | 2.1872e-07 | 2.1872e-07 | 2.1872e-07 | 2.1872e-07 | 2.1872e-07 | 2.1872e-07 | 0.43613 | 0.43613 | 0.12056 | 2.1872e-07 | 2.1872e-07 | 2.1872e-07 | 0.99282 | 9 | 8.9354 | 0.43613
IN | nuclear | Winter | 0.909 | 0.909 | 0.909 | 0.909 | 0.909 | 0.909 | 0.909 | 0.909 | 0.909 | 0.909 | 0.909 | 0.909 | 0.909 | 0.909 | 0.909 | 0.909 | 0.909 | 0.909 | 0.909 | 0.909 | 0.909 | 0.909 | 0.909 | 0.909 | 21.816 | 39 | 850.824 | 0.909
IN | nuclear | Spring | 0.909 | 0.909 | 0.909 | 0.909 | 0.909 | 0.909 | 0.909 | 0.909 | 0.909 | 0.909 | 0.909 | 0.909 | 0.909 | 0.909 | 0.909 | 0.909 | 0.909 | 0.909 | 0.909 | 0.909 | 0.909 | 0.909 | 0.909 | 0.909 | 21.816 | 100 | 2181.6 | 0.909
IN | nuclear | Summer | 0.909 | 0.909 | 0.909 | 0.909 | 0.909 | 0.909 | 0.909 | 0.909 | 0.909 | 0.909 | 0.909 | 0.909 | 0.909 | 0.909 | 0.909 | 0.909 | 0.909 | 0.909 | 0.909 | 0.909 | 0.909 | 0.909 | 0.909 | 0.909 | 21.816 | 79 | 1723.464 | 0.909
IN | nuclear | Fall | 0.909 | 0.909 | 0.909 | 0.909 | 0.909 | 0.909 | 0.909 | 0.909 | 0.909 | 0.909 | 0.909 | 0.909 | 0.909 | 0.909 | 0.909 | 0.909 | 0.909 | 0.909 | 0.909 | 0.909 | 0.909 | 0.909 | 0.909 | 0.909 | 21.816 | 117 | 2552.472 | 0.909
IN | nuclear | Summer Peak | 0.909 | 0.909 | 0.909 | 0.909 | 0.909 | 0.909 | 0.909 | 0.909 | 0.909 | 0.909 | 0.909 | 0.909 | 0.909 | 0.909 | 0.909 | 0.909 | 0.909 | 0.909 | 0.909 | 0.909 | 0.909 | 0.909 | 0.909 | 0.909 | 21.816 | 21 | 458.136 | 0.909
IN | nuclear | Winter Peak | 0.909 | 0.909 | 0.909 | 0.909 | 0.909 | 0.909 | 0.909 | 0.909 | 0.909 | 0.909 | 0.909 | 0.909 | 0.909 | 0.909 | 0.909 | 0.909 | 0.909 | 0.909 | 0.909 | 0.909 | 0.909 | 0.909 | 0.909 | 0.909 | 21.816 | 9 | 196.344 | 0.909
IN | offshore wind | Winter | 0.45714 | 0.45242 | 0.44981 | 0.44824 | 0.44915 | 0.45217 | 0.45959 | 0.46468 | 0.46522 | 0.44712 | 0.42443 | 0.40563 | 0.39408 | 0.39271 | 0.3954 | 0.40385 | 0.4241 | 0.44559 | 0.45379 | 0.46108 | 0.46108 | 0.46008 | 0.4566 | 0.44505 | 10.569 | 39 | 412.192 | 0.46522
IN | offshore wind | Spring | 0.44472 | 0.43504 | 0.43018 | 0.42314 | 0.4119 | 0.39669 | 0.38665 | 0.37127 | 0.3456 | 0.32681 | 0.31325 | 0.30347 | 0.30782 | 0.31905 | 0.3249 | 0.33608 | 0.35787 | 0.38535 | 0.40885 | 0.43556 | 0.4543 | 0.45487 | 0.45932 | 0.45564 | 9.2883 | 100 | 928.8302 | 0.45932
IN | offshore wind | Summer | 0.27477 | 0.27679 | 0.28112 | 0.27739 | 0.27022 | 0.26021 | 0.24297 | 0.22277 | 0.20476 | 0.18686 | 0.17679 | 0.17263 | 0.17039 | 0.17039 | 0.17915 | 0.19365 | 0.21385 | 0.22737 | 0.23892 | 0.25512 | 0.24992 | 0.2445 | 0.24713 | 0.25764 | 5.4953 | 79 | 434.1281 | 0.28112
IN | offshore wind | Fall | 0.39945 | 0.40031 | 0.39867 | 0.39313 | 0.39477 | 0.39571 | 0.40203 | 0.40656 | 0.40312 | 0.39165 | 0.37299 | 0.36042 | 0.35176 | 0.34653 | 0.3498 | 0.3612 | 0.374 | 0.39329 | 0.40898 | 0.43052 | 0.45652 | 0.45589 | 0.44863 | 0.43021 | 9.5262 | 117 | 1114.5597 | 0.45652
IN | offshore wind | Summer Peak | 0.53238 | 0.54286 | 0.55524 | 0.52762 | 0.4981 | 0.47238 | 0.45429 | 0.41905 | 0.37048 | 0.32952 | 0.37333 | 0.44 | 0.33714 | 0.29714 | 0.24667 | 0.22571 | 0.25238 | 0.25905 | 0.29429 | 0.4419 | 0.48571 | 0.56857 | 0.62 | 0.59048 | 10.1343 | 21 | 212.82 | 0.62
IN | offshore wind | Winter Peak | 0.64476 | 0.66381 | 0.68476 | 0.68762 | 0.67905 | 0.68095 | 0.69714 | 0.71429 | 0.73238 | 0.77619 | 0.81048 | 0.81905 | 0.81619 | 0.81714 | 0.81905 | 0.82857 | 0.8419 | 0.89333 | 0.93524 | 0.93619 | 0.92 | 0.9 | 0.87619 | 0.85714 | 19.0314 | 9 | 171.2829 | 0.93619
IN | onshore wind | Winter | 0.4047 | 0.39371 | 0.37696 | 0.35816 | 0.3363 | 0.3144 | 0.29439 | 0.27457 | 0.23893 | 0.18677 | 0.16396 | 0.16042 | 0.16599 | 0.17694 | 0.18683 | 0.19955 | 0.23604 | 0.3054 | 0.3516 | 0.37827 | 0.39432 | 0.4042 | 0.4064 | 0.40824 | 7.117 | 39 | 277.5641 | 0.40824
IN | onshore wind | Spring | 0.51652 | 0.51555 | 0.51295 | 0.50334 | 0.49283 | 0.47372 | 0.39819 | 0.30285 | 0.24124 | 0.21104 | 0.20768 | 0.21362 | 0.22459 | 0.24335 | 0.2623 | 0.27279 | 0.28437 | 0.29827 | 0.34352 | 0.40945 | 0.44978 | 0.47453 | 0.4839 | 0.49089 | 8.8273 | 100 | 882.7259 | 0.51652
IN | onshore wind | Summer | 0.24143 | 0.2269 | 0.21713 | 0.20881 | 0.20321 | 0.20388 | 0.1945 | 0.17445 | 0.14657 | 0.12214 | 0.11583 | 0.11902 | 0.13336 | 0.14663 | 0.16383 | 0.18215 | 0.1984 | 0.21721 | 0.2395 | 0.27372 | 0.29352 | 0.29695 | 0.28895 | 0.28358 | 4.8917 | 79 | 386.441 | 0.29695
IN | onshore wind | Fall | 0.44975 | 0.45006 | 0.44686 | 0.45003 | 0.44914 | 0.45079 | 0.42966 | 0.37623 | 0.31917 | 0.29212 | 0.29357 | 0.30746 | 0.32097 | 0.33225 | 0.34479 | 0.35395 | 0.36103 | 0.38034 | 0.40692 | 0.4407 | 0.46112 | 0.46102 | 0.45852 | 0.45008 | 9.4865 | 117 | 1109.9211 | 0.46112
IN | onshore wind | Summer Peak | 0.22379 | 0.21799 | 0.20302 | 0.19288 | 0.1782 | 0.16928 | 0.10955 | 0.039606 | 0.022504 | 0.024575 | 0.023263 | 0.02251 | 0.024603 | 0.02987 | 0.043606 | 0.050439 | 0.062961 | 0.074163 | 0.086395 | 0.14457 | 0.18726 | 0.20701 | 0.21976 | 0.23029 | 2.7881 | 21 | 58.5498 | 0.23029
IN | onshore wind | Winter Peak | 0.21019 | 0.18697 | 0.15832 | 0.13438 | 0.12125 | 0.11059 | 0.1012 | 0.091464 | 0.070711 | 0.039011 | 0.030182 | 0.030793 | 0.030524 | 0.033376 | 0.038169 | 0.044423 | 0.060917 | 0.099648 | 0.13945 | 0.16311 | 0.17819 | 0.17933 | 0.16866 | 0.15405 | 2.5749 | 9 | 23.1741 | 0.21019
IN | petroleum | Winter | 2.1872e-07 | 2.1872e-07 | 2.1872e-07 | 2.1872e-07 | 2.1872e-07 | 2.1872e-07 | 0.047488 | 0.028941 | 0.027821 | 0.027821 | 0.027821 | 0.027821 | 0.027821 | 0.027821 | 0.027821 | 0.027821 | 0.027821 | 0.057882 | 0.26096 | 0.21097 | 0.079596 | 0.0011201 | 2.1872e-07 | 2.1872e-07 | 0.93735 | 39 | 36.5565 | 0.26096
IN | petroleum | Spring | 0.011287 | 0.011287 | 0.011287 | 0.011287 | 0.011287 | 0.011287 | 0.011287 | 0.011287 | 0.011287 | 0.011287 | 0.011287 | 0.040385 | 0.12003 | 0.24839 | 0.34611 | 0.46361 | 0.54797 | 0.6841 | 0.98006 | 0.85124 | 0.39707 | 0.15568 | 0.012161 | 0.012161 | 4.9831 | 100 | 498.3118 | 0.98006
IN | petroleum | Summer | 0.0016587 | 0.0016587 | 0.0016587 | 0.0016587 | 0.0016587 | 0.0016587 | 0.015393 | 0.015393 | 0.0016587 | 0.0016587 | 0.0016587 | 0.0022115 | 0.038707 | 0.090406 | 0.19651 | 0.33137 | 0.50634 | 0.67814 | 0.73012 | 0.61284 | 0.233 | 0.01484 | 0.0011059 | 0.0011059 | 3.4824 | 79 | 275.1109 | 0.73012
IN | petroleum | Fall | 0.0003735 | 0.0003735 | 0.0003735 | 0.0003735 | 0.0003735 | 0.0003735 | 0.0003735 | 0.0003735 | 0.0003735 | 0.0003735 | 0.0003735 | 0.00074678 | 0.026906 | 0.085096 | 0.15603 | 0.19034 | 0.25969 | 0.3869 | 0.4743 | 0.38517 | 0.15046 | 0.016885 | 2.1872e-07 | 2.1872e-07 | 2.1366 | 117 | 249.9871 | 0.4743
IN | petroleum | Summer Peak | 2.1872e-07 | 2.1872e-07 | 2.1872e-07 | 2.1872e-07 | 2.1872e-07 | 2.1872e-07 | 2.1872e-07 | 2.1872e-07 | 2.1872e-07 | 2.1872e-07 | 2.1872e-07 | 0.051668 | 0.33802 | 0.87143 | 1 | 1 | 1 | 1 | 1 | 1 | 0.89157 | 0.0062393 | 2.1872e-07 | 2.1872e-07 | 8.1589 | 21 | 171.3375 | 1
IN | petroleum | Winter Peak | 2.1872e-07 | 2.1872e-07 | 2.1872e-07 | 2.1872e-07 | 2.1872e-07 | 2.1872e-07 | 2.1872e-07 | 2.1872e-07 | 2.1872e-07 | 2.1872e-07 | 2.1872e-07 | 2.1872e-07 | 2.1872e-07 | 2.1872e-07 | 2.1872e-07 | 2.1872e-07 | 2.1872e-07 | 2.1872e-07 | 0.43613 | 0.43613 | 0.12056 | 2.1872e-07 | 2.1872e-07 | 2.1872e-07 | 0.99282 | 9 | 8.9354 | 0.43613
IN | pumped hydro | Winter | 0.050786 | 0.031782 | 0.011015 | 0.0036035 | 0.0015851 | 0.005556 | 0.040084 | 0.033931 | 0.015151 | 0.0089085 | 0.0017651 | 0.0025064 | 0.0017282 | 0.0011129 | 0.0006206 | 0.00067935 | 0.0057153 | 0.12696 | 0.27549 | 0.26941 | 0.19322 | 0.12361 | 0.087958 | 0.059443 | 1.3526 | 39 | 52.7523 | 0.27549
IN | pumped hydro | Spring | 0.13406 | 0.089046 | 0.043601 | 0.027674 | 0.022308 | 0.021574 | 0.03002 | 0.021769 | 0.01624 | 0.0019417 | 0.0019339 | 0.0016268 | 0.0017358 | 0.0033852 | 0.0067275 | 0.010701 | 0.041979 | 0.14699 | 0.34078 | 0.37694 | 0.3594 | 0.20445 | 0.15713 | 0.1425 | 2.2045 | 100 | 220.4509 | 0.37694
IN | pumped hydro | Summer | 0.088023 | 0.039339 | 0.016514 | 0.0093124 | 0.0054294 | 0.0038308 | 0.0031176 | 0.0012654 | 0.00015248 | 2.3472e-05 | 0.00083549 | 0.022595 | 0.10315 | 0.18902 | 0.2678 | 0.35551 | 0.45477 | 0.53128 | 0.58425 | 0.58312 | 0.54844 | 0.32976 | 0.16117 | 0.12689 | 4.4256 | 79 | 349.6225 | 0.58425
IN | pumped hydro | Fall | 0.087977 | 0.062359 | 0.024155 | 0.0062008 | 0.0025893 | 0.0017164 | 0.0023704 | 0.0063496 | 0.0078345 | 0.00033795 | 0.00071655 | 0.00089718 | 0.0046131 | 0.012083 | 0.021131 | 0.03584 | 0.098139 | 0.31041 | 0.39754 | 0.41951 | 0.24537 | 0.15513 | 0.1382 | 0.11573 | 2.1572 | 117 | 252.3927 | 0.41951
IN | pumped hydro | Summer Peak | 0.13154 | 0.040447 | 0 | 0 | 0 | 0 | 0 | 0 | 0 | 0.00043189 | 0.0018473 | 0.083516 | 0.34412 | 0.45311 | 0.54917 | 0.60615 | 0.63472 | 0.64234 | 0.639 | 0.63262 | 0.72697 | 0.67088 | 0.19429 | 0.14993 | 6.5011 | 21 | 136.5226 | 0.72697
IN | pumped hydro | Winter Peak | 0.0047638 | 0.0026573 | 0.0018473 | 0.0018473 | 0 | 0.094888 | 0.19155 | 0.14615 | 0.0043146 | 0.012964 | 0.003345 | 0.0052486 | 0.0036945 | 0 | 0 | 0 | 0.0048896 | 0.20752 | 0.3746 | 0.38504 | 0.33367 | 0.19894 | 0.069298 | 0.020111 | 2.0674 | 9 | 18.6062 | 0.38504
IN | smr | Winter | 0.9 | 0.9 | 0.9 | 0.9 | 0.9 | 0.9 | 0.9 | 0.9 | 0.9 | 0.9 | 0.9 | 0.9 | 0.9 | 0.9 | 0.9 | 0.9 | 0.9 | 0.9 | 0.9 | 0.9 | 0.9 | 0.9 | 0.9 | 0.9 | 21.6 | 39 | 842.4 | 0.9
IN | smr | Spring | 0.9 | 0.9 | 0.9 | 0.9 | 0.9 | 0.9 | 0.9 | 0.9 | 0.9 | 0.9 | 0.9 | 0.9 | 0.9 | 0.9 | 0.9 | 0.9 | 0.9 | 0.9 | 0.9 | 0.9 | 0.9 | 0.9 | 0.9 | 0.9 | 21.6 | 100 | 2160 | 0.9
IN | smr | Summer | 0.9 | 0.9 | 0.9 | 0.9 | 0.9 | 0.9 | 0.9 | 0.9 | 0.9 | 0.9 | 0.9 | 0.9 | 0.9 | 0.9 | 0.9 | 0.9 | 0.9 | 0.9 | 0.9 | 0.9 | 0.9 | 0.9 | 0.9 | 0.9 | 21.6 | 79 | 1706.4 | 0.9
IN | smr | Fall | 0.9 | 0.9 | 0.9 | 0.9 | 0.9 | 0.9 | 0.9 | 0.9 | 0.9 | 0.9 | 0.9 | 0.9 | 0.9 | 0.9 | 0.9 | 0.9 | 0.9 | 0.9 | 0.9 | 0.9 | 0.9 | 0.9 | 0.9 | 0.9 | 21.6 | 117 | 2527.2 | 0.9
IN | smr | Summer Peak | 0.9 | 0.9 | 0.9 | 0.9 | 0.9 | 0.9 | 0.9 | 0.9 | 0.9 | 0.9 | 0.9 | 0.9 | 0.9 | 0.9 | 0.9 | 0.9 | 0.9 | 0.9 | 0.9 | 0.9 | 0.9 | 0.9 | 0.9 | 0.9 | 21.6 | 21 | 453.6 | 0.9
IN | smr | Winter Peak | 0.9 | 0.9 | 0.9 | 0.9 | 0.9 | 0.9 | 0.9 | 0.9 | 0.9 | 0.9 | 0.9 | 0.9 | 0.9 | 0.9 | 0.9 | 0.9 | 0.9 | 0.9 | 0.9 | 0.9 | 0.9 | 0.9 | 0.9 | 0.9 | 21.6 | 9 | 194.4 | 0.9
IN | solar pv dist | Winter | 0 | 0 | 0 | 0 | 0 | 0.00022104 | 0.0079877 | 0.058888 | 0.19522 | 0.2761 | 0.27052 | 0.25841 | 0.26181 | 0.3591 | 0.34961 | 0.25179 | 0.097822 | 0.018899 | 0.00012057 | 0 | 0 | 0 | 0 | 0 | 2.4065 | 39 | 93.8534 | 0.3591
IN | solar pv dist | Spring | 0 | 0 | 0 | 0 | 5.4859e-05 | 0.0096708 | 0.14992 | 0.2691 | 0.36685 | 0.4051 | 0.41454 | 0.40861 | 0.40723 | 0.49742 | 0.47579 | 0.42289 | 0.31998 | 0.1868 | 0.047249 | 0.00094828 | 0 | 0 | 0 | 0 | 4.3822 | 100 | 438.2151 | 0.49742
IN | solar pv dist | Summer | 0 | 0 | 0 | 0 | 3.4721e-05 | 0.0056545 | 0.11157 | 0.23327 | 0.33072 | 0.37075 | 0.37511 | 0.36496 | 0.36429 | 0.4434 | 0.42586 | 0.37622 | 0.26283 | 0.14406 | 0.025307 | 0.00026785 | 0 | 0 | 0 | 0 | 3.8343 | 79 | 302.9103 | 0.4434
IN | solar pv dist | Fall | 0 | 0 | 0 | 0 | 2.3444e-05 | 0.0057069 | 0.11291 | 0.25041 | 0.3527 | 0.38536 | 0.3766 | 0.38391 | 0.38166 | 0.46082 | 0.45374 | 0.40475 | 0.28092 | 0.14201 | 0.029087 | 0.00028133 | 0 | 0 | 0 | 0 | 4.0209 | 117 | 470.4428 | 0.46082
IN | solar pv dist | Summer Peak | 0 | 0 | 0 | 0 | 5.5979e-05 | 0.015338 | 0.24541 | 0.36629 | 0.42909 | 0.43264 | 0.44102 | 0.43029 | 0.40926 | 0.48632 | 0.48302 | 0.46957 | 0.41042 | 0.23875 | 0.084304 | 0.0011196 | 0 | 0 | 0 | 0 | 4.9429 | 21 | 103.8005 | 0.48632
IN | solar pv dist | Winter Peak | 0 | 0 | 0 | 0 | 0 | 0 | 0 | 0.035528 | 0.19653 | 0.23006 | 0.2692 | 0.26724 | 0.26637 | 0.34831 | 0.33168 | 0.28104 | 0.12443 | 0.0034396 | 0 | 0 | 0 | 0 | 0 | 0 | 2.3538 | 9 | 21.1846 | 0.34831
IN | solar pv | Winter | 0 | 0 | 0 | 0 | 0 | 0.00010835 | 0.0051184 | 0.028224 | 0.15974 | 0.25111 | 0.25527 | 0.25023 | 0.24509 | 0.25267 | 0.25227 | 0.20824 | 0.09212 | 0.014736 | 0.0011049 | 0 | 0 | 0 | 0 | 0 | 2.016 | 39 | 78.6252 | 0.25527
IN | solar pv | Spring | 0 | 0 | 0 | 0 | 6.9039e-05 | 0.023179 | 0.12344 | 0.26001 | 0.37067 | 0.41116 | 0.41969 | 0.41524 | 0.41056 | 0.40979 | 0.39595 | 0.36832 | 0.30004 | 0.18545 | 0.057921 | 0.00019343 | 0 | 0 | 0 | 0 | 4.1517 | 100 | 415.169 | 0.41969
IN | solar pv | Summer | 0 | 0 | 0 | 0 | 3.6915e-05 | 0.012458 | 0.092448 | 0.21054 | 0.31846 | 0.36956 | 0.3742 | 0.37039 | 0.3659 | 0.36623 | 0.35498 | 0.32709 | 0.24298 | 0.13248 | 0.033661 | 4.4449e-05 | 0 | 0 | 0 | 0 | 3.5715 | 79 | 282.1447 | 0.3742
IN | solar pv | Fall | 0 | 0 | 0 | 0 | 3.0012e-05 | 0.011815 | 0.085619 | 0.22498 | 0.34456 | 0.38452 | 0.38588 | 0.38457 | 0.3824 | 0.38529 | 0.38028 | 0.35287 | 0.26301 | 0.13487 | 0.035218 | 5.0869e-05 | 0 | 0 | 0 | 0 | 3.756 | 117 | 439.4473 | 0.38588
IN | solar pv | Summer Peak | 0 | 0 | 0 | 0 | 2.8341e-05 | 0.026116 | 0.21698 | 0.39505 | 0.45922 | 0.48198 | 0.48818 | 0.48593 | 0.47843 | 0.47358 | 0.4611 | 0.44402 | 0.40135 | 0.30713 | 0.12177 | 0.00026074 | 0 | 0 | 0 | 0 | 5.2411 | 21 | 110.0635 | 0.48818
IN | solar pv | Winter Peak | 0 | 0 | 0 | 0 | 0 | 0 | 0 | 0.004014 | 0.13109 | 0.22774 | 0.24511 | 0.25293 | 0.2507 | 0.25526 | 0.24306 | 0.21277 | 0.1171 | 4.629e-05 | 0 | 0 | 0 | 0 | 0 | 0 | 1.9398 | 9 | 17.4584 | 0.25526
IN | solar thermal | Winter | 0 | 0 | 0 | 0 | 0 | 0 | 0 | 0 | 0 | 0.08597 | 0.37963 | 0.49887 | 0.49723 | 0.48344 | 0.47116 | 0.48279 | 0.49202 | 0.44649 | 0.21282 | 0.015243 | 0 | 0 | 0 | 0 | 4.0657 | 39 | 158.561 | 0.49887
IN | solar thermal | Spring | 0 | 0 | 0 | 0 | 0 | 0 | 0 | 0.0076376 | 0.18687 | 0.48014 | 0.63047 | 0.67382 | 0.67706 | 0.67418 | 0.66674 | 0.6665 | 0.66683 | 0.64842 | 0.56803 | 0.30656 | 0.039289 | 0 | 0 | 0 | 6.8926 | 100 | 689.2563 | 0.67706
IN | solar thermal | Summer | 0 | 0 | 0 | 0 | 0 | 0 | 0 | 0.024165 | 0.27576 | 0.51489 | 0.59949 | 0.63012 | 0.63917 | 0.63842 | 0.63267 | 0.62353 | 0.61338 | 0.59439 | 0.54207 | 0.40006 | 0.11962 | 2.6056e-06 | 0 | 0 | 6.8477 | 79 | 540.9701 | 0.63917
IN | solar thermal | Fall | 0 | 0 | 0 | 0 | 0 | 0 | 0 | 0 | 0.054994 | 0.36422 | 0.55217 | 0.58569 | 0.57826 | 0.56812 | 0.56341 | 0.56827 | 0.56955 | 0.52878 | 0.35579 | 0.077412 | 3.2207e-05 | 0 | 0 | 0 | 5.3667 | 117 | 627.9033 | 0.58569
IN | solar thermal | Summer Peak | 0 | 0 | 0 | 0 | 0 | 0 | 0 | 0.027732 | 0.38084 | 0.62249 | 0.69231 | 0.71807 | 0.7248 | 0.72465 | 0.72329 | 0.72571 | 0.72389 | 0.71218 | 0.67311 | 0.55977 | 0.22117 | 0 | 0 | 0 | 8.23 | 21 | 172.8303 | 0.72571
IN | solar thermal | Winter Peak | 0 | 0 | 0 | 0 | 0 | 0 | 0 | 0 | 0 | 0.0026447 | 0.27588 | 0.35613 | 0.39021 | 0.41121 | 0.42512 | 0.48557 | 0.52766 | 0.49305 | 0.19344 | 0 | 0 | 0 | 0 | 0 | 3.5609 | 9 | 32.0481 | 0.52766
IN | natural gas steam turbine | Winter | 0.5844 | 0.5844 | 0.5844 | 0.5844 | 0.5844 | 0.5844 | 0.5844 | 0.5844 | 0.5844 | 0.5844 | 0.5844 | 0.5844 | 0.5844 | 0.5844 | 0.5844 | 0.5844 | 0.5844 | 0.5844 | 0.5844 | 0.5844 | 0.5844 | 0.5844 | 0.5844 | 0.5844 | 14.0256 | 39 | 546.9984 | 0.5844
IN | natural gas steam turbine | Spring | 0.5844 | 0.5844 | 0.5844 | 0.5844 | 0.5844 | 0.5844 | 0.5844 | 0.5844 | 0.5844 | 0.5844 | 0.5844 | 0.5844 | 0.5844 | 0.5844 | 0.5844 | 0.5844 | 0.5844 | 0.5844 | 0.5844 | 0.5844 | 0.5844 | 0.5844 | 0.5844 | 0.5844 | 14.0256 | 100 | 1402.56 | 0.5844
IN | natural gas steam turbine | Summer | 0.5844 | 0.5844 | 0.5844 | 0.5844 | 0.5844 | 0.5844 | 0.5844 | 0.5844 | 0.5844 | 0.5844 | 0.5844 | 0.5844 | 0.5844 | 0.5844 | 0.5844 | 0.5844 | 0.5844 | 0.5844 | 0.5844 | 0.5844 | 0.5844 | 0.5844 | 0.5844 | 0.5844 | 14.0256 | 79 | 1108.0224 | 0.5844
IN | natural gas steam turbine | Fall | 0.5844 | 0.5844 | 0.5844 | 0.5844 | 0.5844 | 0.5844 | 0.5844 | 0.5844 | 0.5844 | 0.5844 | 0.5844 | 0.5844 | 0.5844 | 0.5844 | 0.5844 | 0.5844 | 0.5844 | 0.5844 | 0.5844 | 0.5844 | 0.5844 | 0.5844 | 0.5844 | 0.5844 | 14.0256 | 117 | 1640.9952 | 0.5844
IN | natural gas steam turbine | Summer Peak | 0.5844 | 0.5844 | 0.5844 | 0.5844 | 0.5844 | 0.5844 | 0.5844 | 0.5844 | 0.5844 | 0.5844 | 0.5844 | 0.5844 | 0.5844 | 0.5844 | 0.5844 | 0.5844 | 0.5844 | 0.5844 | 0.5844 | 0.5844 | 0.5844 | 0.5844 | 0.5844 | 0.5844 | 14.0256 | 21 | 294.5376 | 0.5844
IN | natural gas steam turbine | Winter Peak | 0.5844 | 0.5844 | 0.5844 | 0.5844 | 0.5844 | 0.5844 | 0.5844 | 0.5844 | 0.5844 | 0.5844 | 0.5844 | 0.5844 | 0.5844 | 0.5844 | 0.5844 | 0.5844 | 0.5844 | 0.5844 | 0.5844 | 0.5844 | 0.5844 | 0.5844 | 0.5844 | 0.5844 | 14.0256 | 9 | 126.2304 | 0.5844
KS | biomass ccs | Winter | 0.8 | 0.8 | 0.8 | 0.8 | 0.8 | 0.8 | 0.8 | 0.8 | 0.8 | 0.8 | 0.8 | 0.8 | 0.8 | 0.8 | 0.8 | 0.8 | 0.8 | 0.8 | 0.8 | 0.8 | 0.8 | 0.8 | 0.8 | 0.8 | 19.2 | 89 | 1708.8 | 0.8
KS | biomass ccs | Spring | 0.8 | 0.8 | 0.8 | 0.8 | 0.8 | 0.8 | 0.8 | 0.8 | 0.8 | 0.8 | 0.8 | 0.8 | 0.8 | 0.8 | 0.8 | 0.8 | 0.8 | 0.8 | 0.8 | 0.8 | 0.8 | 0.8 | 0.8 | 0.8 | 19.2 | 102 | 1958.4 | 0.8
KS | biomass ccs | Summer | 0.8 | 0.8 | 0.8 | 0.8 | 0.8 | 0.8 | 0.8 | 0.8 | 0.8 | 0.8 | 0.8 | 0.8 | 0.8 | 0.8 | 0.8 | 0.8 | 0.8 | 0.8 | 0.8 | 0.8 | 0.8 | 0.8 | 0.8 | 0.8 | 19.2 | 107 | 2054.4 | 0.8
KS | biomass ccs | Fall | 0.8 | 0.8 | 0.8 | 0.8 | 0.8 | 0.8 | 0.8 | 0.8 | 0.8 | 0.8 | 0.8 | 0.8 | 0.8 | 0.8 | 0.8 | 0.8 | 0.8 | 0.8 | 0.8 | 0.8 | 0.8 | 0.8 | 0.8 | 0.8 | 19.2 | 49 | 940.8 | 0.8
KS | biomass ccs | Summer Peak | 0.8 | 0.8 | 0.8 | 0.8 | 0.8 | 0.8 | 0.8 | 0.8 | 0.8 | 0.8 | 0.8 | 0.8 | 0.8 | 0.8 | 0.8 | 0.8 | 0.8 | 0.8 | 0.8 | 0.8 | 0.8 | 0.8 | 0.8 | 0.8 | 19.2 | 7 | 134.4 | 0.8
KS | biomass ccs | Winter Peak | 0.8 | 0.8 | 0.8 | 0.8 | 0.8 | 0.8 | 0.8 | 0.8 | 0.8 | 0.8 | 0.8 | 0.8 | 0.8 | 0.8 | 0.8 | 0.8 | 0.8 | 0.8 | 0.8 | 0.8 | 0.8 | 0.8 | 0.8 | 0.8 | 19.2 | 11 | 211.2 | 0.8
KS | biomass | Winter | 0.21454 | 0.20024 | 0.20024 | 0.20024 | 0.21454 | 0.22885 | 0.2503 | 0.28606 | 0.28606 | 0.29321 | 0.29321 | 0.28606 | 0.29321 | 0.31466 | 0.34327 | 0.35757 | 0.40763 | 0.46484 | 0.45054 | 0.45054 | 0.41478 | 0.39333 | 0.34327 | 0.30751 | 7.4947 | 89 | 667.0295 | 0.46484
KS | biomass | Spring | 0.38064 | 0.3744 | 0.38064 | 0.39312 | 0.39936 | 0.4368 | 0.4992 | 0.5616 | 0.58032 | 0.61776 | 0.61776 | 0.61776 | 0.624 | 0.63024 | 0.61776 | 0.61776 | 0.61152 | 0.61152 | 0.59904 | 0.56784 | 0.52416 | 0.48672 | 0.39312 | 0.36192 | 12.5049 | 102 | 1275.5029 | 0.63024
KS | biomass | Summer | 0.53536 | 0.5413 | 0.5413 | 0.54725 | 0.5532 | 0.5651 | 0.58294 | 0.58889 | 0.60079 | 0.60079 | 0.60674 | 0.61863 | 0.63648 | 0.63648 | 0.63648 | 0.63648 | 0.63648 | 0.63648 | 0.63053 | 0.60079 | 0.58889 | 0.57105 | 0.53536 | 0.51751 | 14.1453 | 107 | 1513.5459 | 0.63648
KS | biomass | Fall | 0.62349 | 0.62349 | 0.62349 | 0.62349 | 0.62349 | 0.62349 | 0.63648 | 0.63648 | 0.63648 | 0.63648 | 0.63648 | 0.63648 | 0.63648 | 0.63648 | 0.63648 | 0.63648 | 0.63648 | 0.63648 | 0.63648 | 0.63648 | 0.63648 | 0.63648 | 0.63648 | 0.62349 | 15.1846 | 49 | 744.0434 | 0.63648
KS | biomass | Summer Peak | 0.63648 | 0.63648 | 0.63648 | 0.63648 | 0.63648 | 0.63648 | 0.63648 | 0.63648 | 0.63648 | 0.63648 | 0.63648 | 0.63648 | 0.63648 | 0.63648 | 0.63648 | 0.63648 | 0.63648 | 0.63648 | 0.63648 | 0.63648 | 0.63648 | 0.63648 | 0.63648 | 0.63648 | 15.2755 | 7 | 106.9284 | 0.63648
KS | biomass | Winter Peak | 0.52076 | 0.52076 | 0.52076 | 0.52076 | 0.57862 | 0.63648 | 0.63648 | 0.63648 | 0.63648 | 0.63648 | 0.63648 | 0.63648 | 0.63648 | 0.63648 | 0.63648 | 0.63648 | 0.63648 | 0.63648 | 0.63648 | 0.63648 | 0.63648 | 0.63648 | 0.63648 | 0.63648 | 14.7547 | 11 | 162.302 | 0.63648
KS | natural gas combined cycle ccs | Winter | 0.8 | 0.8 | 0.8 | 0.8 | 0.8 | 0.8 | 0.8 | 0.8 | 0.8 | 0.8 | 0.8 | 0.8 | 0.8 | 0.8 | 0.8 | 0.8 | 0.8 | 0.8 | 0.8 | 0.8 | 0.8 | 0.8 | 0.8 | 0.8 | 19.2 | 89 | 1708.8 | 0.8
KS | natural gas combined cycle ccs | Spring | 0.8 | 0.8 | 0.8 | 0.8 | 0.8 | 0.8 | 0.8 | 0.8 | 0.8 | 0.8 | 0.8 | 0.8 | 0.8 | 0.8 | 0.8 | 0.8 | 0.8 | 0.8 | 0.8 | 0.8 | 0.8 | 0.8 | 0.8 | 0.8 | 19.2 | 102 | 1958.4 | 0.8
KS | natural gas combined cycle ccs | Summer | 0.8 | 0.8 | 0.8 | 0.8 | 0.8 | 0.8 | 0.8 | 0.8 | 0.8 | 0.8 | 0.8 | 0.8 | 0.8 | 0.8 | 0.8 | 0.8 | 0.8 | 0.8 | 0.8 | 0.8 | 0.8 | 0.8 | 0.8 | 0.8 | 19.2 | 107 | 2054.4 | 0.8
KS | natural gas combined cycle ccs | Fall | 0.8 | 0.8 | 0.8 | 0.8 | 0.8 | 0.8 | 0.8 | 0.8 | 0.8 | 0.8 | 0.8 | 0.8 | 0.8 | 0.8 | 0.8 | 0.8 | 0.8 | 0.8 | 0.8 | 0.8 | 0.8 | 0.8 | 0.8 | 0.8 | 19.2 | 49 | 940.8 | 0.8
KS | natural gas combined cycle ccs | Summer Peak | 0.8 | 0.8 | 0.8 | 0.8 | 0.8 | 0.8 | 0.8 | 0.8 | 0.8 | 0.8 | 0.8 | 0.8 | 0.8 | 0.8 | 0.8 | 0.8 | 0.8 | 0.8 | 0.8 | 0.8 | 0.8 | 0.8 | 0.8 | 0.8 | 19.2 | 7 | 134.4 | 0.8
KS | natural gas combined cycle ccs | Winter Peak | 0.8 | 0.8 | 0.8 | 0.8 | 0.8 | 0.8 | 0.8 | 0.8 | 0.8 | 0.8 | 0.8 | 0.8 | 0.8 | 0.8 | 0.8 | 0.8 | 0.8 | 0.8 | 0.8 | 0.8 | 0.8 | 0.8 | 0.8 | 0.8 | 19.2 | 11 | 211.2 | 0.8
KS | natural gas combined cycle | Winter | 0.5916 | 0.5916 | 0.5916 | 0.5916 | 0.5916 | 0.5916 | 0.5916 | 0.5916 | 0.5916 | 0.5916 | 0.5916 | 0.5916 | 0.5916 | 0.5916 | 0.5916 | 0.5916 | 0.5916 | 0.5916 | 0.5916 | 0.5916 | 0.5916 | 0.5916 | 0.5916 | 0.5916 | 14.1984 | 89 | 1263.6576 | 0.5916
KS | natural gas combined cycle | Spring | 0.5916 | 0.5916 | 0.5916 | 0.5916 | 0.5916 | 0.5916 | 0.5916 | 0.5916 | 0.5916 | 0.5916 | 0.5916 | 0.5916 | 0.5916 | 0.5916 | 0.5916 | 0.5916 | 0.5916 | 0.5916 | 0.5916 | 0.5916 | 0.5916 | 0.5916 | 0.5916 | 0.5916 | 14.1984 | 102 | 1448.2368 | 0.5916
KS | natural gas combined cycle | Summer | 0.5916 | 0.5916 | 0.5916 | 0.5916 | 0.5916 | 0.5916 | 0.5916 | 0.5916 | 0.5916 | 0.5916 | 0.5916 | 0.5916 | 0.5916 | 0.5916 | 0.5916 | 0.5916 | 0.5916 | 0.5916 | 0.5916 | 0.5916 | 0.5916 | 0.5916 | 0.5916 | 0.5916 | 14.1984 | 107 | 1519.2288 | 0.5916
KS | natural gas combined cycle | Fall | 0.5916 | 0.5916 | 0.5916 | 0.5916 | 0.5916 | 0.5916 | 0.5916 | 0.5916 | 0.5916 | 0.5916 | 0.5916 | 0.5916 | 0.5916 | 0.5916 | 0.5916 | 0.5916 | 0.5916 | 0.5916 | 0.5916 | 0.5916 | 0.5916 | 0.5916 | 0.5916 | 0.5916 | 14.1984 | 49 | 695.7216 | 0.5916
KS | natural gas combined cycle | Summer Peak | 0.5916 | 0.5916 | 0.5916 | 0.5916 | 0.5916 | 0.5916 | 0.5916 | 0.5916 | 0.5916 | 0.5916 | 0.5916 | 0.5916 | 0.5916 | 0.5916 | 0.5916 | 0.5916 | 0.5916 | 0.5916 | 0.5916 | 0.5916 | 0.5916 | 0.5916 | 0.5916 | 0.5916 | 14.1984 | 7 | 99.3888 | 0.5916
KS | natural gas combined cycle | Winter Peak | 0.5916 | 0.5916 | 0.5916 | 0.5916 | 0.5916 | 0.5916 | 0.5916 | 0.5916 | 0.5916 | 0.5916 | 0.5916 | 0.5916 | 0.5916 | 0.5916 | 0.5916 | 0.5916 | 0.5916 | 0.5916 | 0.5916 | 0.5916 | 0.5916 | 0.5916 | 0.5916 | 0.5916 | 14.1984 | 11 | 156.1824 | 0.5916
KS | crude oil | Winter | 0.2073 | 0.2073 | 0.2073 | 0.2073 | 0.2073 | 0.2073 | 0.2073 | 0.2073 | 0.2073 | 0.2073 | 0.2073 | 0.2073 | 0.2073 | 0.2073 | 0.2073 | 0.2073 | 0.2073 | 0.2073 | 0.2073 | 0.2073 | 0.2073 | 0.2073 | 0.2073 | 0.2073 | 4.9752 | 89 | 442.7928 | 0.2073
KS | crude oil | Spring | 0.2073 | 0.2073 | 0.2073 | 0.2073 | 0.2073 | 0.2073 | 0.2073 | 0.2073 | 0.2073 | 0.2073 | 0.2073 | 0.2073 | 0.2073 | 0.2073 | 0.2073 | 0.2073 | 0.2073 | 0.2073 | 0.2073 | 0.2073 | 0.2073 | 0.2073 | 0.2073 | 0.2073 | 4.9752 | 102 | 507.4704 | 0.2073
KS | crude oil | Summer | 0.2073 | 0.2073 | 0.2073 | 0.2073 | 0.2073 | 0.2073 | 0.2073 | 0.2073 | 0.2073 | 0.2073 | 0.2073 | 0.2073 | 0.2073 | 0.2073 | 0.2073 | 0.2073 | 0.2073 | 0.2073 | 0.2073 | 0.2073 | 0.2073 | 0.2073 | 0.2073 | 0.2073 | 4.9752 | 107 | 532.3464 | 0.2073
KS | crude oil | Fall | 0.2073 | 0.2073 | 0.2073 | 0.2073 | 0.2073 | 0.2073 | 0.2073 | 0.2073 | 0.2073 | 0.2073 | 0.2073 | 0.2073 | 0.2073 | 0.2073 | 0.2073 | 0.2073 | 0.2073 | 0.2073 | 0.2073 | 0.2073 | 0.2073 | 0.2073 | 0.2073 | 0.2073 | 4.9752 | 49 | 243.7848 | 0.2073
KS | crude oil | Summer Peak | 0.2073 | 0.2073 | 0.2073 | 0.2073 | 0.2073 | 0.2073 | 0.2073 | 0.2073 | 0.2073 | 0.2073 | 0.2073 | 0.2073 | 0.2073 | 0.2073 | 0.2073 | 0.2073 | 0.2073 | 0.2073 | 0.2073 | 0.2073 | 0.2073 | 0.2073 | 0.2073 | 0.2073 | 4.9752 | 7 | 34.8264 | 0.2073
KS | crude oil | Winter Peak | 0.2073 | 0.2073 | 0.2073 | 0.2073 | 0.2073 | 0.2073 | 0.2073 | 0.2073 | 0.2073 | 0.2073 | 0.2073 | 0.2073 | 0.2073 | 0.2073 | 0.2073 | 0.2073 | 0.2073 | 0.2073 | 0.2073 | 0.2073 | 0.2073 | 0.2073 | 0.2073 | 0.2073 | 4.9752 | 11 | 54.7272 | 0.2073
KS | geothermal | Winter | 0.6595 | 0.6595 | 0.6595 | 0.6595 | 0.6595 | 0.6595 | 0.6595 | 0.6595 | 0.6595 | 0.6595 | 0.6595 | 0.6595 | 0.6595 | 0.6595 | 0.6595 | 0.6595 | 0.6595 | 0.6595 | 0.6595 | 0.6595 | 0.6595 | 0.6595 | 0.6595 | 0.6595 | 15.828 | 89 | 1408.692 | 0.6595
KS | geothermal | Spring | 0.6595 | 0.6595 | 0.6595 | 0.6595 | 0.6595 | 0.6595 | 0.6595 | 0.6595 | 0.6595 | 0.6595 | 0.6595 | 0.6595 | 0.6595 | 0.6595 | 0.6595 | 0.6595 | 0.6595 | 0.6595 | 0.6595 | 0.6595 | 0.6595 | 0.6595 | 0.6595 | 0.6595 | 15.828 | 102 | 1614.456 | 0.6595
KS | geothermal | Summer | 0.6595 | 0.6595 | 0.6595 | 0.6595 | 0.6595 | 0.6595 | 0.6595 | 0.6595 | 0.6595 | 0.6595 | 0.6595 | 0.6595 | 0.6595 | 0.6595 | 0.6595 | 0.6595 | 0.6595 | 0.6595 | 0.6595 | 0.6595 | 0.6595 | 0.6595 | 0.6595 | 0.6595 | 15.828 | 107 | 1693.596 | 0.6595
KS | geothermal | Fall | 0.6595 | 0.6595 | 0.6595 | 0.6595 | 0.6595 | 0.6595 | 0.6595 | 0.6595 | 0.6595 | 0.6595 | 0.6595 | 0.6595 | 0.6595 | 0.6595 | 0.6595 | 0.6595 | 0.6595 | 0.6595 | 0.6595 | 0.6595 | 0.6595 | 0.6595 | 0.6595 | 0.6595 | 15.828 | 49 | 775.572 | 0.6595
KS | geothermal | Summer Peak | 0.6595 | 0.6595 | 0.6595 | 0.6595 | 0.6595 | 0.6595 | 0.6595 | 0.6595 | 0.6595 | 0.6595 | 0.6595 | 0.6595 | 0.6595 | 0.6595 | 0.6595 | 0.6595 | 0.6595 | 0.6595 | 0.6595 | 0.6595 | 0.6595 | 0.6595 | 0.6595 | 0.6595 | 15.828 | 7 | 110.796 | 0.6595
KS | geothermal | Winter Peak | 0.6595 | 0.6595 | 0.6595 | 0.6595 | 0.6595 | 0.6595 | 0.6595 | 0.6595 | 0.6595 | 0.6595 | 0.6595 | 0.6595 | 0.6595 | 0.6595 | 0.6595 | 0.6595 | 0.6595 | 0.6595 | 0.6595 | 0.6595 | 0.6595 | 0.6595 | 0.6595 | 0.6595 | 15.828 | 11 | 174.108 | 0.6595
KS | hard coal ccs | Winter | 0.8 | 0.8 | 0.8 | 0.8 | 0.8 | 0.8 | 0.8 | 0.8 | 0.8 | 0.8 | 0.8 | 0.8 | 0.8 | 0.8 | 0.8 | 0.8 | 0.8 | 0.8 | 0.8 | 0.8 | 0.8 | 0.8 | 0.8 | 0.8 | 19.2 | 89 | 1708.8 | 0.8
KS | hard coal ccs | Spring | 0.8 | 0.8 | 0.8 | 0.8 | 0.8 | 0.8 | 0.8 | 0.8 | 0.8 | 0.8 | 0.8 | 0.8 | 0.8 | 0.8 | 0.8 | 0.8 | 0.8 | 0.8 | 0.8 | 0.8 | 0.8 | 0.8 | 0.8 | 0.8 | 19.2 | 102 | 1958.4 | 0.8
KS | hard coal ccs | Summer | 0.8 | 0.8 | 0.8 | 0.8 | 0.8 | 0.8 | 0.8 | 0.8 | 0.8 | 0.8 | 0.8 | 0.8 | 0.8 | 0.8 | 0.8 | 0.8 | 0.8 | 0.8 | 0.8 | 0.8 | 0.8 | 0.8 | 0.8 | 0.8 | 19.2 | 107 | 2054.4 | 0.8
KS | hard coal ccs | Fall | 0.8 | 0.8 | 0.8 | 0.8 | 0.8 | 0.8 | 0.8 | 0.8 | 0.8 | 0.8 | 0.8 | 0.8 | 0.8 | 0.8 | 0.8 | 0.8 | 0.8 | 0.8 | 0.8 | 0.8 | 0.8 | 0.8 | 0.8 | 0.8 | 19.2 | 49 | 940.8 | 0.8
KS | hard coal ccs | Summer Peak | 0.8 | 0.8 | 0.8 | 0.8 | 0.8 | 0.8 | 0.8 | 0.8 | 0.8 | 0.8 | 0.8 | 0.8 | 0.8 | 0.8 | 0.8 | 0.8 | 0.8 | 0.8 | 0.8 | 0.8 | 0.8 | 0.8 | 0.8 | 0.8 | 19.2 | 7 | 134.4 | 0.8
KS | hard coal ccs | Winter Peak | 0.8 | 0.8 | 0.8 | 0.8 | 0.8 | 0.8 | 0.8 | 0.8 | 0.8 | 0.8 | 0.8 | 0.8 | 0.8 | 0.8 | 0.8 | 0.8 | 0.8 | 0.8 | 0.8 | 0.8 | 0.8 | 0.8 | 0.8 | 0.8 | 19.2 | 11 | 211.2 | 0.8
KS | hard coal | Winter | 0.085172 | 0.080489 | 0.078993 | 0.078983 | 0.079514 | 0.085162 | 0.085784 | 0.092366 | 0.08811 | 0.093149 | 0.10073 | 0.1039 | 0.10538 | 0.10623 | 0.10703 | 0.11192 | 0.12902 | 0.15232 | 0.15812 | 0.1365 | 0.12785 | 0.11374 | 0.099434 | 0.10632 | 2.5062 | 89 | 223.0533 | 0.15812
KS | hard coal | Spring | 0.21386 | 0.21356 | 0.20882 | 0.2112 | 0.21956 | 0.23405 | 0.24355 | 0.26462 | 0.29267 | 0.34841 | 0.38601 | 0.41214 | 0.41139 | 0.40956 | 0.41908 | 0.44565 | 0.45429 | 0.46559 | 0.43998 | 0.40939 | 0.36606 | 0.29112 | 0.23063 | 0.20053 | 7.7917 | 102 | 794.7544 | 0.46559
KS | hard coal | Summer | 0.31727 | 0.30871 | 0.31063 | 0.32057 | 0.34911 | 0.42229 | 0.45796 | 0.47965 | 0.50545 | 0.55412 | 0.5887 | 0.59983 | 0.59897 | 0.59758 | 0.61039 | 0.65129 | 0.68303 | 0.68416 | 0.6727 | 0.65219 | 0.62119 | 0.52825 | 0.4267 | 0.35933 | 12.3001 | 107 | 1316.1096 | 0.68416
KS | hard coal | Fall | 0.44582 | 0.41172 | 0.40835 | 0.43184 | 0.52167 | 0.60551 | 0.63567 | 0.64873 | 0.68985 | 0.72067 | 0.74606 | 0.75931 | 0.7594 | 0.75746 | 0.76268 | 0.79654 | 0.82398 | 0.82912 | 0.82781 | 0.81237 | 0.79156 | 0.73657 | 0.60265 | 0.4713 | 15.9966 | 49 | 783.8347 | 0.82912
KS | hard coal | Summer Peak | 0.70221 | 0.63086 | 0.63952 | 0.68354 | 0.75131 | 0.78859 | 0.81938 | 0.86175 | 0.92526 | 0.97482 | 1 | 1 | 1 | 1 | 1 | 1 | 1 | 1 | 1 | 1 | 1 | 1 | 0.91958 | 0.78429 | 21.4811 | 7 | 150.3678 | 1
KS | hard coal | Winter Peak | 0.34353 | 0.34369 | 0.35044 | 0.41703 | 0.4936 | 0.57253 | 0.62504 | 0.63994 | 0.63911 | 0.69946 | 0.70877 | 0.73438 | 0.73192 | 0.69593 | 0.69603 | 0.79876 | 0.84731 | 0.85649 | 0.85649 | 0.85649 | 0.85649 | 0.85649 | 0.81824 | 0.72158 | 16.1597 | 11 | 177.7569 | 0.85649
KS | heavy or residual fuel oil | Winter | 0 | 0 | 0 | 0 | 0 | 0 | 0 | 0 | 0 | 0 | 0 | 0 | 0 | 0 | 0 | 0 | 0 | 0 | 0 | 0 | 0 | 0 | 0 | 0 | 0 | 89 | 0 | 0
KS | heavy or residual fuel oil | Spring | 0 | 0 | 0 | 0 | 0 | 0 | 0 | 0 | 0 | 0 | 0 | 0 | 0 | 0 | 0 | 0 | 0 | 0 | 0 | 0 | 0 | 0 | 0 | 0 | 0 | 102 | 0 | 0
KS | heavy or residual fuel oil | Summer | 0 | 0 | 0 | 0 | 0 | 0 | 0 | 0 | 0 | 0 | 0 | 0 | 0 | 0 | 0 | 0 | 0 | 0 | 0 | 0 | 0 | 0 | 0 | 0 | 0 | 107 | 0 | 0
KS | heavy or residual fuel oil | Fall | 0 | 0 | 0 | 0 | 0 | 0 | 0 | 0 | 0 | 0 | 0 | 0 | 0 | 0 | 0 | 0 | 0 | 0 | 0 | 0 | 0 | 0 | 0 | 0 | 0 | 49 | 0 | 0
KS | heavy or residual fuel oil | Summer Peak | 0 | 0 | 0 | 0 | 0 | 0 | 0 | 0 | 0 | 0 | 0 | 0 | 0 | 0 | 0 | 0 | 0 | 0 | 0 | 0 | 0 | 0 | 0 | 0 | 0 | 7 | 0 | 0
KS | heavy or residual fuel oil | Winter Peak | 0 | 0 | 0 | 0 | 0 | 0 | 0 | 0 | 0 | 0 | 0 | 0 | 0 | 0 | 0 | 0 | 0 | 0 | 0 | 0 | 0 | 0 | 0 | 0 | 0 | 11 | 0 | 0
KS | hydro | Winter | 0.15279 | 0.12795 | 0.10028 | 0.10426 | 0.13326 | 0.15222 | 0.20018 | 0.19601 | 0.18615 | 0.21003 | 0.21079 | 0.19297 | 0.1924 | 0.20245 | 0.20321 | 0.2125 | 0.24643 | 0.30842 | 0.32642 | 0.32169 | 0.29799 | 0.24889 | 0.21496 | 0.18691 | 4.9292 | 89 | 438.695 | 0.32642
KS | hydro | Spring | 0.23685 | 0.21601 | 0.21618 | 0.22892 | 0.26282 | 0.2969 | 0.34734 | 0.38108 | 0.36967 | 0.41483 | 0.41896 | 0.4231 | 0.41863 | 0.40573 | 0.39779 | 0.40226 | 0.40308 | 0.41499 | 0.41069 | 0.39399 | 0.37712 | 0.33891 | 0.3055 | 0.23239 | 8.3137 | 102 | 848.0008 | 0.4231
KS | hydro | Summer | 0.34593 | 0.34593 | 0.35776 | 0.37021 | 0.37368 | 0.40159 | 0.40664 | 0.40254 | 0.41074 | 0.41074 | 0.41468 | 0.42288 | 0.43454 | 0.43454 | 0.4306 | 0.43454 | 0.4306 | 0.43454 | 0.4306 | 0.41484 | 0.41089 | 0.39513 | 0.37889 | 0.35886 | 9.6519 | 107 | 1032.7544 | 0.43454
KS | hydro | Fall | 0.42866 | 0.42866 | 0.42866 | 0.42866 | 0.43727 | 0.43727 | 0.43727 | 0.43727 | 0.43727 | 0.43727 | 0.43727 | 0.43727 | 0.43727 | 0.43727 | 0.43727 | 0.43727 | 0.43727 | 0.43727 | 0.43727 | 0.43727 | 0.43727 | 0.43727 | 0.43727 | 0.43727 | 10.46 | 49 | 512.5391 | 0.43727
KS | hydro | Summer Peak | 0.45552 | 0.45552 | 0.45552 | 0.45552 | 0.45552 | 0.45552 | 0.45552 | 0.45552 | 0.45552 | 0.45552 | 0.45552 | 0.45552 | 0.45552 | 0.45552 | 0.45552 | 0.45552 | 0.45552 | 0.45552 | 0.45552 | 0.45552 | 0.45552 | 0.45552 | 0.45552 | 0.45552 | 10.9324 | 7 | 76.5266 | 0.45552
KS | hydro | Winter Peak | 0.34509 | 0.34509 | 0.34509 | 0.34509 | 0.38343 | 0.42177 | 0.42177 | 0.42177 | 0.42177 | 0.42177 | 0.42177 | 0.42177 | 0.42177 | 0.42177 | 0.42177 | 0.42177 | 0.42177 | 0.42177 | 0.42177 | 0.42177 | 0.42177 | 0.42177 | 0.42177 | 0.42177 | 9.7775 | 11 | 107.5522 | 0.42177
KS | hydrogen combined cycle | Winter | 0.43174 | 0.42721 | 0.43101 | 0.43518 | 0.44875 | 0.48445 | 0.52295 | 0.51699 | 0.51896 | 0.55024 | 0.56403 | 0.55794 | 0.56259 | 0.55783 | 0.56672 | 0.58453 | 0.59693 | 0.60184 | 0.56876 | 0.53859 | 0.53732 | 0.52627 | 0.50032 | 0.47207 | 12.5032 | 89 | 1112.7872 | 0.60184
KS | hydrogen combined cycle | Spring | 0.11914 | 0.11724 | 0.11724 | 0.11975 | 0.12895 | 0.1343 | 0.13051 | 0.1281 | 0.13189 | 0.13378 | 0.13189 | 0.1462 | 0.15238 | 0.1543 | 0.15999 | 0.17292 | 0.20552 | 0.24592 | 0.25006 | 0.22793 | 0.19988 | 0.16017 | 0.13241 | 0.12672 | 3.7272 | 102 | 380.1734 | 0.25006
KS | hydrogen combined cycle | Summer | 0.34246 | 0.33326 | 0.33334 | 0.33134 | 0.3379 | 0.34937 | 0.39443 | 0.43932 | 0.48361 | 0.5323 | 0.58666 | 0.61492 | 0.644 | 0.66259 | 0.67573 | 0.67825 | 0.68009 | 0.70503 | 0.69426 | 0.66516 | 0.62088 | 0.52141 | 0.42943 | 0.37984 | 12.4356 | 107 | 1330.6094 | 0.70503
KS | hydrogen combined cycle | Fall | 0.12586 | 0.11728 | 0.11728 | 0.12092 | 0.12664 | 0.14952 | 0.14666 | 0.15238 | 0.1646 | 0.18046 | 0.18618 | 0.20223 | 0.22128 | 0.22492 | 0.23507 | 0.26049 | 0.28447 | 0.28301 | 0.26339 | 0.23732 | 0.2044 | 0.16353 | 0.15394 | 0.136 | 4.4578 | 49 | 218.4336 | 0.28447
KS | hydrogen combined cycle | Summer Peak | 0.17443 | 0.17443 | 0.17443 | 0.17443 | 0.17443 | 0.17443 | 0.17443 | 0.17443 | 0.17443 | 0.17443 | 0.34886 | 0.34886 | 0.34886 | 0.34886 | 0.34886 | 0.34886 | 0.34886 | 0.34886 | 0.34886 | 0.34886 | 0.34886 | 0.17443 | 0.17443 | 0.17443 | 6.105 | 7 | 42.7352 | 0.34886
KS | hydrogen combined cycle | Winter Peak | 0.7933 | 0.7933 | 0.7933 | 0.7933 | 0.7933 | 0.7933 | 0.7933 | 0.7933 | 0.7933 | 0 | 0 | 0 | 0 | 0 | 0 | 0 | 0 | 0 | 0 | 0 | 0 | 0 | 0 | 0 | 7.1397 | 11 | 78.5371 | 0.7933
KS | hydrogen ct | Winter | 1.1423e-10 | 1.1423e-10 | 1.1423e-10 | 1.1423e-10 | 1.1423e-10 | 1.1423e-10 | 1.1423e-10 | 1.1423e-10 | 1.1423e-10 | 1.1423e-10 | 1.1423e-10 | 1.1423e-10 | 1.1423e-10 | 1.1423e-10 | 1.1423e-10 | 1.1423e-10 | 1.1423e-10 | 1.1423e-10 | 0.011194 | 0.011194 | 0.011194 | 1.1423e-10 | 1.1423e-10 | 1.1423e-10 | 0.033582 | 89 | 2.9888 | 0.011194
KS | hydrogen ct | Spring | 1.1423e-10 | 1.1423e-10 | 1.1423e-10 | 1.1423e-10 | 1.1423e-10 | 1.1423e-10 | 0.014667 | 0.014667 | 0.014667 | 0.014667 | 0.024116 | 0.073271 | 0.096241 | 0.094873 | 0.17053 | 0.44806 | 0.53256 | 0.75555 | 0.56806 | 0.16455 | 0.060481 | 1.1423e-10 | 1.1423e-10 | 1.1423e-10 | 3.047 | 102 | 310.7897 | 0.75555
KS | hydrogen ct | Summer | 1.1423e-10 | 1.1423e-10 | 1.1423e-10 | 1.1423e-10 | 1.1423e-10 | 0.035879 | 0.035879 | 0.035879 | 1.1423e-10 | 1.1423e-10 | 0.035576 | 0.10809 | 0.17281 | 0.22662 | 0.20766 | 0.24354 | 0.33686 | 0.34617 | 0.32258 | 0.20645 | 0.013982 | 1.1423e-10 | 1.1423e-10 | 1.1423e-10 | 2.328 | 107 | 249.0926 | 0.34617
KS | hydrogen ct | Fall | 1.1423e-10 | 1.1423e-10 | 1.1423e-10 | 1.1423e-10 | 1.1423e-10 | 1.1423e-10 | 1.1423e-10 | 1.1423e-10 | 1.1423e-10 | 1.1423e-10 | 1.1423e-10 | 0.050201 | 0.21776 | 0.34392 | 0.42227 | 0.47009 | 0.54843 | 0.56923 | 0.54843 | 0.54843 | 0.098017 | 1.1423e-10 | 1.1423e-10 | 1.1423e-10 | 3.8168 | 49 | 187.0223 | 0.56923
KS | hydrogen ct | Summer Peak | 1.1423e-10 | 1.1423e-10 | 1.1423e-10 | 1.1423e-10 | 1.1423e-10 | 1.1423e-10 | 1.1423e-10 | 1.1423e-10 | 1.1423e-10 | 1.1423e-10 | 1.1423e-10 | 1.1423e-10 | 1.1423e-10 | 1.1423e-10 | 1.1423e-10 | 1.1423e-10 | 1.1423e-10 | 1.1423e-10 | 1.1423e-10 | 1.1423e-10 | 1.1423e-10 | 1.1423e-10 | 1.1423e-10 | 1.1423e-10 | 2.7415e-09 | 7 | 1.919e-08 | 1.1423e-10
KS | hydrogen ct | Winter Peak | 1.1423e-10 | 1.1423e-10 | 1.1423e-10 | 1.1423e-10 | 1.1423e-10 | 1.1423e-10 | 0.349 | 0.349 | 0.349 | 0.349 | 0.349 | 0.349 | 0.349 | 0.349 | 0.349 | 0.349 | 0.69801 | 1 | 1 | 1 | 0.48796 | 1.1423e-10 | 1.1423e-10 | 1.1423e-10 | 7.676 | 11 | 84.4359 | 1
KS | lignite ccs | Winter | 0.8 | 0.8 | 0.8 | 0.8 | 0.8 | 0.8 | 0.8 | 0.8 | 0.8 | 0.8 | 0.8 | 0.8 | 0.8 | 0.8 | 0.8 | 0.8 | 0.8 | 0.8 | 0.8 | 0.8 | 0.8 | 0.8 | 0.8 | 0.8 | 19.2 | 89 | 1708.8 | 0.8
KS | lignite ccs | Spring | 0.8 | 0.8 | 0.8 | 0.8 | 0.8 | 0.8 | 0.8 | 0.8 | 0.8 | 0.8 | 0.8 | 0.8 | 0.8 | 0.8 | 0.8 | 0.8 | 0.8 | 0.8 | 0.8 | 0.8 | 0.8 | 0.8 | 0.8 | 0.8 | 19.2 | 102 | 1958.4 | 0.8
KS | lignite ccs | Summer | 0.8 | 0.8 | 0.8 | 0.8 | 0.8 | 0.8 | 0.8 | 0.8 | 0.8 | 0.8 | 0.8 | 0.8 | 0.8 | 0.8 | 0.8 | 0.8 | 0.8 | 0.8 | 0.8 | 0.8 | 0.8 | 0.8 | 0.8 | 0.8 | 19.2 | 107 | 2054.4 | 0.8
KS | lignite ccs | Fall | 0.8 | 0.8 | 0.8 | 0.8 | 0.8 | 0.8 | 0.8 | 0.8 | 0.8 | 0.8 | 0.8 | 0.8 | 0.8 | 0.8 | 0.8 | 0.8 | 0.8 | 0.8 | 0.8 | 0.8 | 0.8 | 0.8 | 0.8 | 0.8 | 19.2 | 49 | 940.8 | 0.8
KS | lignite ccs | Summer Peak | 0.8 | 0.8 | 0.8 | 0.8 | 0.8 | 0.8 | 0.8 | 0.8 | 0.8 | 0.8 | 0.8 | 0.8 | 0.8 | 0.8 | 0.8 | 0.8 | 0.8 | 0.8 | 0.8 | 0.8 | 0.8 | 0.8 | 0.8 | 0.8 | 19.2 | 7 | 134.4 | 0.8
KS | lignite ccs | Winter Peak | 0.8 | 0.8 | 0.8 | 0.8 | 0.8 | 0.8 | 0.8 | 0.8 | 0.8 | 0.8 | 0.8 | 0.8 | 0.8 | 0.8 | 0.8 | 0.8 | 0.8 | 0.8 | 0.8 | 0.8 | 0.8 | 0.8 | 0.8 | 0.8 | 19.2 | 11 | 211.2 | 0.8
KS | lignite | Winter | 0.638 | 0.638 | 0.638 | 0.638 | 0.638 | 0.638 | 0.638 | 0.638 | 0.638 | 0.638 | 0.638 | 0.638 | 0.638 | 0.638 | 0.638 | 0.638 | 0.638 | 0.638 | 0.638 | 0.638 | 0.638 | 0.638 | 0.638 | 0.638 | 15.312 | 89 | 1362.768 | 0.638
KS | lignite | Spring | 0.638 | 0.638 | 0.638 | 0.638 | 0.638 | 0.638 | 0.638 | 0.638 | 0.638 | 0.638 | 0.638 | 0.638 | 0.638 | 0.638 | 0.638 | 0.638 | 0.638 | 0.638 | 0.638 | 0.638 | 0.638 | 0.638 | 0.638 | 0.638 | 15.312 | 102 | 1561.824 | 0.638
KS | lignite | Summer | 0.638 | 0.638 | 0.638 | 0.638 | 0.638 | 0.638 | 0.638 | 0.638 | 0.638 | 0.638 | 0.638 | 0.638 | 0.638 | 0.638 | 0.638 | 0.638 | 0.638 | 0.638 | 0.638 | 0.638 | 0.638 | 0.638 | 0.638 | 0.638 | 15.312 | 107 | 1638.384 | 0.638
KS | lignite | Fall | 0.638 | 0.638 | 0.638 | 0.638 | 0.638 | 0.638 | 0.638 | 0.638 | 0.638 | 0.638 | 0.638 | 0.638 | 0.638 | 0.638 | 0.638 | 0.638 | 0.638 | 0.638 | 0.638 | 0.638 | 0.638 | 0.638 | 0.638 | 0.638 | 15.312 | 49 | 750.288 | 0.638
KS | lignite | Summer Peak | 0.638 | 0.638 | 0.638 | 0.638 | 0.638 | 0.638 | 0.638 | 0.638 | 0.638 | 0.638 | 0.638 | 0.638 | 0.638 | 0.638 | 0.638 | 0.638 | 0.638 | 0.638 | 0.638 | 0.638 | 0.638 | 0.638 | 0.638 | 0.638 | 15.312 | 7 | 107.184 | 0.638
KS | lignite | Winter Peak | 0.638 | 0.638 | 0.638 | 0.638 | 0.638 | 0.638 | 0.638 | 0.638 | 0.638 | 0.638 | 0.638 | 0.638 | 0.638 | 0.638 | 0.638 | 0.638 | 0.638 | 0.638 | 0.638 | 0.638 | 0.638 | 0.638 | 0.638 | 0.638 | 15.312 | 11 | 168.432 | 0.638
KS | municipal solid waste | Winter | 0.55421 | 0.55421 | 0.56236 | 0.56236 | 0.58682 | 0.64387 | 0.70907 | 0.70907 | 0.70907 | 0.74167 | 0.76612 | 0.77427 | 0.79872 | 0.79872 | 0.79872 | 0.80687 | 0.81502 | 0.82317 | 0.77427 | 0.71722 | 0.68462 | 0.67647 | 0.62757 | 0.60312 | 16.7976 | 89 | 1494.9859 | 0.82317
KS | municipal solid waste | Spring | 0.57565 | 0.56555 | 0.56555 | 0.57565 | 0.58575 | 0.60595 | 0.62615 | 0.68674 | 0.69684 | 0.71704 | 0.69684 | 0.67665 | 0.69684 | 0.70694 | 0.70694 | 0.71704 | 0.72714 | 0.78774 | 0.80793 | 0.79784 | 0.75744 | 0.69684 | 0.63625 | 0.60595 | 16.2193 | 102 | 1654.3669 | 0.80793
KS | municipal solid waste | Summer | 0.72621 | 0.71553 | 0.71553 | 0.71553 | 0.71553 | 0.71553 | 0.77961 | 0.86505 | 0.86505 | 0.86505 | 0.87573 | 0.88641 | 0.88641 | 0.88641 | 0.90777 | 0.90777 | 0.92912 | 0.92912 | 0.92912 | 0.92912 | 0.92912 | 0.91844 | 0.83301 | 0.77961 | 20.2058 | 107 | 2162.0195 | 0.92912
KS | municipal solid waste | Fall | 0.65496 | 0.65496 | 0.65496 | 0.68542 | 0.70065 | 0.73111 | 0.74635 | 0.76158 | 0.80727 | 0.8225 | 0.8225 | 0.83774 | 0.83774 | 0.88343 | 0.88343 | 0.88343 | 0.91389 | 0.92912 | 0.91389 | 0.88343 | 0.80727 | 0.74635 | 0.70065 | 0.65496 | 18.9176 | 49 | 926.9617 | 0.92912
KS | municipal solid waste | Summer Peak | 0 | 0 | 0 | 0 | 0 | 0 | 0 | 0 | 0.92912 | 0.92912 | 0.92912 | 0.92912 | 0.92912 | 0.92912 | 0.92912 | 0.92912 | 0.92912 | 0.92912 | 0.92912 | 0.92912 | 0.92912 | 0.92912 | 0 | 0 | 13.0077 | 7 | 91.0542 | 0.92912
KS | municipal solid waste | Winter Peak | 0.92912 | 0.92912 | 0.92912 | 0.92912 | 0.92912 | 0.92912 | 0.92912 | 0.92912 | 0.92912 | 0.92912 | 0 | 0 | 0 | 0 | 0 | 0 | 0 | 0 | 0 | 0 | 0 | 0 | 0 | 0 | 9.2912 | 11 | 102.2037 | 0.92912
KS | natural gas peaker | Winter | 1.1423e-10 | 1.1423e-10 | 1.1423e-10 | 1.1423e-10 | 1.1423e-10 | 1.1423e-10 | 1.1423e-10 | 1.1423e-10 | 1.1423e-10 | 1.1423e-10 | 1.1423e-10 | 1.1423e-10 | 1.1423e-10 | 1.1423e-10 | 1.1423e-10 | 1.1423e-10 | 1.1423e-10 | 1.1423e-10 | 0.011194 | 0.011194 | 0.011194 | 1.1423e-10 | 1.1423e-10 | 1.1423e-10 | 0.033582 | 89 | 2.9888 | 0.011194
KS | natural gas peaker | Spring | 1.1423e-10 | 1.1423e-10 | 1.1423e-10 | 1.1423e-10 | 1.1423e-10 | 1.1423e-10 | 0.014667 | 0.014667 | 0.014667 | 0.014667 | 0.024116 | 0.073271 | 0.096241 | 0.094873 | 0.17053 | 0.44806 | 0.53256 | 0.75555 | 0.56806 | 0.16455 | 0.060481 | 1.1423e-10 | 1.1423e-10 | 1.1423e-10 | 3.047 | 102 | 310.7897 | 0.75555
KS | natural gas peaker | Summer | 1.1423e-10 | 1.1423e-10 | 1.1423e-10 | 1.1423e-10 | 1.1423e-10 | 0.035879 | 0.035879 | 0.035879 | 1.1423e-10 | 1.1423e-10 | 0.035576 | 0.10809 | 0.17281 | 0.22662 | 0.20766 | 0.24354 | 0.33686 | 0.34617 | 0.32258 | 0.20645 | 0.013982 | 1.1423e-10 | 1.1423e-10 | 1.1423e-10 | 2.328 | 107 | 249.0926 | 0.34617
KS | natural gas peaker | Fall | 1.1423e-10 | 1.1423e-10 | 1.1423e-10 | 1.1423e-10 | 1.1423e-10 | 1.1423e-10 | 1.1423e-10 | 1.1423e-10 | 1.1423e-10 | 1.1423e-10 | 1.1423e-10 | 0.050201 | 0.21776 | 0.34392 | 0.42227 | 0.47009 | 0.54843 | 0.56923 | 0.54843 | 0.54843 | 0.098017 | 1.1423e-10 | 1.1423e-10 | 1.1423e-10 | 3.8168 | 49 | 187.0223 | 0.56923
KS | natural gas peaker | Summer Peak | 1.1423e-10 | 1.1423e-10 | 1.1423e-10 | 1.1423e-10 | 1.1423e-10 | 1.1423e-10 | 1.1423e-10 | 1.1423e-10 | 1.1423e-10 | 1.1423e-10 | 1.1423e-10 | 1.1423e-10 | 1.1423e-10 | 1.1423e-10 | 1.1423e-10 | 1.1423e-10 | 1.1423e-10 | 1.1423e-10 | 1.1423e-10 | 1.1423e-10 | 1.1423e-10 | 1.1423e-10 | 1.1423e-10 | 1.1423e-10 | 2.7415e-09 | 7 | 1.919e-08 | 1.1423e-10
KS | natural gas peaker | Winter Peak | 1.1423e-10 | 1.1423e-10 | 1.1423e-10 | 1.1423e-10 | 1.1423e-10 | 1.1423e-10 | 0.349 | 0.349 | 0.349 | 0.349 | 0.349 | 0.349 | 0.349 | 0.349 | 0.349 | 0.349 | 0.69801 | 1 | 1 | 1 | 0.48796 | 1.1423e-10 | 1.1423e-10 | 1.1423e-10 | 7.676 | 11 | 84.4359 | 1
KS | nuclear | Winter | 0.76412 | 0.74656 | 0.73505 | 0.734 | 0.7298 | 0.75336 | 0.78698 | 0.80013 | 0.79421 | 0.79424 | 0.81112 | 0.79315 | 0.79567 | 0.79111 | 0.79957 | 0.80965 | 0.83633 | 0.85783 | 0.88089 | 0.87685 | 0.86163 | 0.82988 | 0.81194 | 0.78744 | 19.1815 | 89 | 1707.1537 | 0.88089
KS | nuclear | Spring | 0.81891 | 0.81243 | 0.80715 | 0.81548 | 0.83408 | 0.85682 | 0.89387 | 0.9219 | 0.92043 | 0.94723 | 0.95186 | 0.9517 | 0.94324 | 0.93743 | 0.93743 | 0.94026 | 0.93773 | 0.94592 | 0.94592 | 0.93171 | 0.91657 | 0.89213 | 0.85594 | 0.82612 | 21.5422 | 102 | 2197.309 | 0.95186
KS | nuclear | Summer | 0.89201 | 0.89431 | 0.8994 | 0.90414 | 0.90919 | 0.91923 | 0.9345 | 0.94112 | 0.94557 | 0.94672 | 0.94942 | 0.95367 | 0.95752 | 0.96022 | 0.96022 | 0.96022 | 0.96022 | 0.96188 | 0.9598 | 0.94531 | 0.9362 | 0.92873 | 0.92474 | 0.90595 | 22.4503 | 107 | 2402.18 | 0.96188
KS | nuclear | Fall | 0.95702 | 0.95702 | 0.95113 | 0.95702 | 0.95702 | 0.96061 | 0.96292 | 0.96292 | 0.96292 | 0.96292 | 0.96292 | 0.96292 | 0.96292 | 0.96292 | 0.96292 | 0.96292 | 0.96292 | 0.96292 | 0.96292 | 0.96273 | 0.96292 | 0.96292 | 0.96292 | 0.96292 | 23.0721 | 49 | 1130.534 | 0.96292
KS | nuclear | Summer Peak | 0.96292 | 0.96292 | 0.96292 | 0.96292 | 0.96292 | 0.96292 | 0.96292 | 0.96292 | 0.96292 | 0.96292 | 0.96292 | 0.96292 | 0.96292 | 0.96292 | 0.96292 | 0.96292 | 0.96292 | 0.96292 | 0.96292 | 0.96292 | 0.96292 | 0.96292 | 0.96292 | 0.96292 | 23.11 | 7 | 161.7699 | 0.96292
KS | nuclear | Winter Peak | 0.88413 | 0.88413 | 0.89742 | 0.91039 | 0.93665 | 0.96292 | 0.96292 | 0.96292 | 0.96292 | 0.96292 | 0.96292 | 0.96292 | 0.96292 | 0.96292 | 0.96292 | 0.96292 | 0.96292 | 0.96292 | 0.96292 | 0.96292 | 0.96292 | 0.96292 | 0.96292 | 0.96292 | 22.8081 | 11 | 250.8894 | 0.96292
KS | offshore wind | Winter | 0.47089 | 0.46692 | 0.46558 | 0.46508 | 0.46788 | 0.47168 | 0.47916 | 0.48463 | 0.48705 | 0.47368 | 0.45476 | 0.43872 | 0.42853 | 0.42782 | 0.43045 | 0.43851 | 0.45714 | 0.47874 | 0.48826 | 0.49407 | 0.49106 | 0.48709 | 0.48158 | 0.468 | 11.1973 | 89 | 996.5584 | 0.49407
KS | offshore wind | Spring | 0.44472 | 0.43504 | 0.43018 | 0.42314 | 0.4119 | 0.39669 | 0.38665 | 0.37127 | 0.3456 | 0.32681 | 0.31325 | 0.30347 | 0.30782 | 0.31905 | 0.3249 | 0.33608 | 0.35787 | 0.38535 | 0.40885 | 0.43556 | 0.4543 | 0.45487 | 0.45932 | 0.45564 | 9.2883 | 102 | 947.4068 | 0.45932
KS | offshore wind | Summer | 0.29321 | 0.29781 | 0.30213 | 0.29732 | 0.28922 | 0.27816 | 0.26169 | 0.2399 | 0.21954 | 0.19962 | 0.1925 | 0.19201 | 0.1827 | 0.17887 | 0.18259 | 0.1936 | 0.21297 | 0.22638 | 0.23853 | 0.26163 | 0.259 | 0.25977 | 0.26672 | 0.27652 | 5.8024 | 107 | 620.8577 | 0.30213
KS | offshore wind | Fall | 0.39945 | 0.40031 | 0.39867 | 0.39313 | 0.39477 | 0.39571 | 0.40203 | 0.40656 | 0.40312 | 0.39165 | 0.37299 | 0.36042 | 0.35176 | 0.34653 | 0.3498 | 0.3612 | 0.374 | 0.39329 | 0.40898 | 0.43052 | 0.45652 | 0.45589 | 0.44863 | 0.43021 | 9.5262 | 49 | 466.7814 | 0.45652
KS | offshore wind | Summer Peak | 0.21143 | 0.17714 | 0.18952 | 0.18095 | 0.16762 | 0.16 | 0.12857 | 0.12095 | 0.11333 | 0.10762 | 0.1 | 0.10286 | 0.12286 | 0.14952 | 0.18667 | 0.22667 | 0.26762 | 0.27619 | 0.30095 | 0.32857 | 0.32762 | 0.30286 | 0.27905 | 0.2619 | 4.7905 | 7 | 33.5333 | 0.32857
KS | offshore wind | Winter Peak | 0.35238 | 0.35317 | 0.34603 | 0.32778 | 0.28492 | 0.27222 | 0.28571 | 0.29365 | 0.27302 | 0.21667 | 0.16984 | 0.12143 | 0.09127 | 0.079365 | 0.08254 | 0.099206 | 0.14444 | 0.18889 | 0.2 | 0.23016 | 0.27381 | 0.31349 | 0.33175 | 0.35238 | 5.6841 | 11 | 62.5254 | 0.35317
KS | onshore wind | Winter | 0.59956 | 0.60454 | 0.60876 | 0.61145 | 0.61711 | 0.62356 | 0.60771 | 0.56484 | 0.52182 | 0.4992 | 0.49963 | 0.51353 | 0.52514 | 0.5337 | 0.53754 | 0.53935 | 0.54574 | 0.55963 | 0.58186 | 0.60159 | 0.6068 | 0.60325 | 0.59796 | 0.58737 | 13.6916 | 89 | 1218.5559 | 0.62356
KS | onshore wind | Spring | 0.54425 | 0.54818 | 0.54751 | 0.54633 | 0.54402 | 0.53674 | 0.45724 | 0.35403 | 0.268 | 0.20238 | 0.19636 | 0.20629 | 0.22148 | 0.23716 | 0.25305 | 0.26604 | 0.29748 | 0.36338 | 0.43697 | 0.51678 | 0.54867 | 0.55616 | 0.56059 | 0.56257 | 9.7717 | 102 | 996.7096 | 0.56257
KS | onshore wind | Summer | 0.42369 | 0.40964 | 0.39487 | 0.37689 | 0.36115 | 0.34082 | 0.28395 | 0.22276 | 0.17299 | 0.14031 | 0.12635 | 0.12326 | 0.12454 | 0.12987 | 0.13806 | 0.14852 | 0.17831 | 0.22463 | 0.28801 | 0.35339 | 0.39457 | 0.41517 | 0.41896 | 0.42445 | 6.6152 | 107 | 707.8227 | 0.42445
KS | onshore wind | Fall | 0.2504 | 0.23753 | 0.22496 | 0.20649 | 0.19014 | 0.17069 | 0.14296 | 0.10099 | 0.072004 | 0.066266 | 0.064691 | 0.067329 | 0.071791 | 0.076621 | 0.081531 | 0.093065 | 0.10898 | 0.13742 | 0.17835 | 0.22223 | 0.25061 | 0.26161 | 0.26225 | 0.25863 | 3.7975 | 49 | 186.079 | 0.26225
KS | onshore wind | Summer Peak | 0.14475 | 0.13361 | 0.11076 | 0.098856 | 0.097422 | 0.093374 | 0.068434 | 0.035053 | 0.034899 | 0.041292 | 0.044776 | 0.047975 | 0.056707 | 0.064038 | 0.074466 | 0.095618 | 0.098781 | 0.095243 | 0.1288 | 0.18846 | 0.22877 | 0.25147 | 0.26621 | 0.28509 | 2.7849 | 7 | 19.4941 | 0.28509
KS | onshore wind | Winter Peak | 0.30872 | 0.29161 | 0.2738 | 0.25664 | 0.24033 | 0.22545 | 0.21498 | 0.1994 | 0.12618 | 0.070067 | 0.039722 | 0.030123 | 0.024287 | 0.020946 | 0.020996 | 0.022605 | 0.035364 | 0.054664 | 0.070562 | 0.078812 | 0.083593 | 0.087372 | 0.096099 | 0.11157 | 2.9839 | 11 | 32.8228 | 0.30872
KS | petroleum | Winter | 1.1423e-10 | 1.1423e-10 | 1.1423e-10 | 1.1423e-10 | 1.1423e-10 | 1.1423e-10 | 1.1423e-10 | 1.1423e-10 | 1.1423e-10 | 1.1423e-10 | 1.1423e-10 | 1.1423e-10 | 1.1423e-10 | 1.1423e-10 | 1.1423e-10 | 1.1423e-10 | 1.1423e-10 | 1.1423e-10 | 0.011194 | 0.011194 | 0.011194 | 1.1423e-10 | 1.1423e-10 | 1.1423e-10 | 0.033582 | 89 | 2.9888 | 0.011194
KS | petroleum | Spring | 1.1423e-10 | 1.1423e-10 | 1.1423e-10 | 1.1423e-10 | 1.1423e-10 | 1.1423e-10 | 0.014667 | 0.014667 | 0.014667 | 0.014667 | 0.024116 | 0.073271 | 0.096241 | 0.094873 | 0.17053 | 0.44806 | 0.53256 | 0.75555 | 0.56806 | 0.16455 | 0.060481 | 1.1423e-10 | 1.1423e-10 | 1.1423e-10 | 3.047 | 102 | 310.7897 | 0.75555
KS | petroleum | Summer | 1.1423e-10 | 1.1423e-10 | 1.1423e-10 | 1.1423e-10 | 1.1423e-10 | 0.035879 | 0.035879 | 0.035879 | 1.1423e-10 | 1.1423e-10 | 0.035576 | 0.10809 | 0.17281 | 0.22662 | 0.20766 | 0.24354 | 0.33686 | 0.34617 | 0.32258 | 0.20645 | 0.013982 | 1.1423e-10 | 1.1423e-10 | 1.1423e-10 | 2.328 | 107 | 249.0926 | 0.34617
KS | petroleum | Fall | 1.1423e-10 | 1.1423e-10 | 1.1423e-10 | 1.1423e-10 | 1.1423e-10 | 1.1423e-10 | 1.1423e-10 | 1.1423e-10 | 1.1423e-10 | 1.1423e-10 | 1.1423e-10 | 0.050201 | 0.21776 | 0.34392 | 0.42227 | 0.47009 | 0.54843 | 0.56923 | 0.54843 | 0.54843 | 0.098017 | 1.1423e-10 | 1.1423e-10 | 1.1423e-10 | 3.8168 | 49 | 187.0223 | 0.56923
KS | petroleum | Summer Peak | 1.1423e-10 | 1.1423e-10 | 1.1423e-10 | 1.1423e-10 | 1.1423e-10 | 1.1423e-10 | 1.1423e-10 | 1.1423e-10 | 1.1423e-10 | 1.1423e-10 | 1.1423e-10 | 1.1423e-10 | 1.1423e-10 | 1.1423e-10 | 1.1423e-10 | 1.1423e-10 | 1.1423e-10 | 1.1423e-10 | 1.1423e-10 | 1.1423e-10 | 1.1423e-10 | 1.1423e-10 | 1.1423e-10 | 1.1423e-10 | 2.7415e-09 | 7 | 1.919e-08 | 1.1423e-10
KS | petroleum | Winter Peak | 1.1423e-10 | 1.1423e-10 | 1.1423e-10 | 1.1423e-10 | 1.1423e-10 | 1.1423e-10 | 0.349 | 0.349 | 0.349 | 0.349 | 0.349 | 0.349 | 0.349 | 0.349 | 0.349 | 0.349 | 0.69801 | 1 | 1 | 1 | 0.48796 | 1.1423e-10 | 1.1423e-10 | 1.1423e-10 | 7.676 | 11 | 84.4359 | 1
KS | pumped hydro | Winter | 0.050786 | 0.031782 | 0.011015 | 0.0036035 | 0.0015851 | 0.005556 | 0.040084 | 0.033931 | 0.015151 | 0.0089085 | 0.0017651 | 0.0025064 | 0.0017282 | 0.0011129 | 0.0006206 | 0.00067935 | 0.0057153 | 0.12696 | 0.27549 | 0.26941 | 0.19322 | 0.12361 | 0.087958 | 0.059443 | 1.3526 | 89 | 120.3834 | 0.27549
KS | pumped hydro | Spring | 0.13406 | 0.089046 | 0.043601 | 0.027674 | 0.022308 | 0.021574 | 0.03002 | 0.021769 | 0.01624 | 0.0019417 | 0.0019339 | 0.0016268 | 0.0017358 | 0.0033852 | 0.0067275 | 0.010701 | 0.041979 | 0.14699 | 0.34078 | 0.37694 | 0.3594 | 0.20445 | 0.15713 | 0.1425 | 2.2045 | 102 | 224.8599 | 0.37694
KS | pumped hydro | Summer | 0.088023 | 0.039339 | 0.016514 | 0.0093124 | 0.0054294 | 0.0038308 | 0.0031176 | 0.0012654 | 0.00015248 | 2.3472e-05 | 0.00083549 | 0.022595 | 0.10315 | 0.18902 | 0.2678 | 0.35551 | 0.45477 | 0.53128 | 0.58425 | 0.58312 | 0.54844 | 0.32976 | 0.16117 | 0.12689 | 4.4256 | 107 | 473.5394 | 0.58425
KS | pumped hydro | Fall | 0.087977 | 0.062359 | 0.024155 | 0.0062008 | 0.0025893 | 0.0017164 | 0.0023704 | 0.0063496 | 0.0078345 | 0.00033795 | 0.00071655 | 0.00089718 | 0.0046131 | 0.012083 | 0.021131 | 0.03584 | 0.098139 | 0.31041 | 0.39754 | 0.41951 | 0.24537 | 0.15513 | 0.1382 | 0.11573 | 2.1572 | 49 | 105.7029 | 0.41951
KS | pumped hydro | Summer Peak | 0.13154 | 0.040447 | 0 | 0 | 0 | 0 | 0 | 0 | 0 | 0.00043189 | 0.0018473 | 0.083516 | 0.34412 | 0.45311 | 0.54917 | 0.60615 | 0.63472 | 0.64234 | 0.639 | 0.63262 | 0.72697 | 0.67088 | 0.19429 | 0.14993 | 6.5011 | 7 | 45.5075 | 0.72697
KS | pumped hydro | Winter Peak | 0.0047638 | 0.0026573 | 0.0018473 | 0.0018473 | 0 | 0.094888 | 0.19155 | 0.14615 | 0.0043146 | 0.012964 | 0.003345 | 0.0052486 | 0.0036945 | 0 | 0 | 0 | 0.0048896 | 0.20752 | 0.3746 | 0.38504 | 0.33367 | 0.19894 | 0.069298 | 0.020111 | 2.0674 | 11 | 22.7409 | 0.38504
KS | smr | Winter | 0.79906 | 0.79906 | 0.79906 | 0.79906 | 0.79906 | 0.79906 | 0.79906 | 0.79906 | 0.79906 | 0.79906 | 0.79906 | 0.79906 | 0.79906 | 0.79906 | 0.79906 | 0.79906 | 0.79906 | 0.79906 | 0.79906 | 0.79906 | 0.79906 | 0.79906 | 0.79906 | 0.79906 | 19.1775 | 89 | 1706.796 | 0.79906
KS | smr | Spring | 0.79906 | 0.79906 | 0.79906 | 0.79906 | 0.79906 | 0.79906 | 0.79906 | 0.79906 | 0.79906 | 0.79906 | 0.79906 | 0.79906 | 0.79906 | 0.79906 | 0.79906 | 0.79906 | 0.79906 | 0.79906 | 0.79906 | 0.79906 | 0.79906 | 0.79906 | 0.79906 | 0.79906 | 19.1775 | 102 | 1956.1032 | 0.79906
KS | smr | Summer | 0.79906 | 0.79906 | 0.79906 | 0.79906 | 0.79906 | 0.79906 | 0.79906 | 0.79906 | 0.79906 | 0.79906 | 0.79906 | 0.79906 | 0.79906 | 0.79906 | 0.79906 | 0.79906 | 0.79906 | 0.79906 | 0.79906 | 0.79906 | 0.79906 | 0.79906 | 0.79906 | 0.79906 | 19.1775 | 107 | 2051.9907 | 0.79906
KS | smr | Fall | 0.79906 | 0.79906 | 0.79906 | 0.79906 | 0.79906 | 0.79906 | 0.79906 | 0.79906 | 0.79906 | 0.79906 | 0.79906 | 0.79906 | 0.79906 | 0.79906 | 0.79906 | 0.79906 | 0.79906 | 0.79906 | 0.79906 | 0.79906 | 0.79906 | 0.79906 | 0.79906 | 0.79906 | 19.1775 | 49 | 939.6967 | 0.79906
KS | smr | Summer Peak | 0.79906 | 0.79906 | 0.79906 | 0.79906 | 0.79906 | 0.79906 | 0.79906 | 0.79906 | 0.79906 | 0.79906 | 0.79906 | 0.79906 | 0.79906 | 0.79906 | 0.79906 | 0.79906 | 0.79906 | 0.79906 | 0.79906 | 0.79906 | 0.79906 | 0.79906 | 0.79906 | 0.79906 | 19.1775 | 7 | 134.2424 | 0.79906
KS | smr | Winter Peak | 0.79906 | 0.79906 | 0.79906 | 0.79906 | 0.79906 | 0.79906 | 0.79906 | 0.79906 | 0.79906 | 0.79906 | 0.79906 | 0.79906 | 0.79906 | 0.79906 | 0.79906 | 0.79906 | 0.79906 | 0.79906 | 0.79906 | 0.79906 | 0.79906 | 0.79906 | 0.79906 | 0.79906 | 19.1775 | 11 | 210.9523 | 0.79906
KS | solar pv dist | Winter | 0 | 0 | 0 | 0 | 0 | 0.0019986 | 0.11148 | 0.25172 | 0.37252 | 0.39344 | 0.40203 | 0.39477 | 0.39225 | 0.5028 | 0.48874 | 0.44778 | 0.30099 | 0.13605 | 0.024958 | 0 | 0 | 0 | 0 | 0 | 4.2215 | 89 | 375.7169 | 0.5028
KS | solar pv dist | Spring | 0 | 0 | 0 | 0 | 0 | 0.0028497 | 0.12548 | 0.27127 | 0.3914 | 0.42132 | 0.42014 | 0.41045 | 0.40901 | 0.52446 | 0.52552 | 0.46624 | 0.30132 | 0.14973 | 0.035898 | 0 | 0 | 0 | 0 | 0 | 4.4551 | 102 | 454.4187 | 0.52552
KS | solar pv dist | Summer | 0 | 0 | 0 | 0 | 0 | 0.0021388 | 0.10264 | 0.23123 | 0.35068 | 0.38753 | 0.39253 | 0.39162 | 0.38932 | 0.50445 | 0.51063 | 0.43267 | 0.28924 | 0.13232 | 0.021702 | 0 | 0 | 0 | 0 | 0 | 4.1387 | 107 | 442.8427 | 0.51063
KS | solar pv dist | Fall | 0 | 0 | 0 | 0 | 0 | 0.0020807 | 0.10574 | 0.2244 | 0.30993 | 0.33828 | 0.35778 | 0.37138 | 0.37445 | 0.47001 | 0.46188 | 0.44044 | 0.33441 | 0.16371 | 0.026141 | 0 | 0 | 0 | 0 | 0 | 3.9806 | 49 | 195.051 | 0.47001
KS | solar pv dist | Summer Peak | 0 | 0 | 0 | 0 | 0 | 0.0043384 | 0.17431 | 0.29733 | 0.33421 | 0.35559 | 0.35916 | 0.38069 | 0.36675 | 0.50852 | 0.5189 | 0.47072 | 0.41153 | 0.22172 | 0.059963 | 0 | 0 | 0 | 0 | 0 | 4.4637 | 7 | 31.2462 | 0.5189
KS | solar pv dist | Winter Peak | 0 | 0 | 0 | 0 | 0 | 0 | 0.0030566 | 0.075133 | 0.25961 | 0.34076 | 0.35299 | 0.33179 | 0.35121 | 0.48728 | 0.4859 | 0.44252 | 0.13449 | 0.01055 | 0 | 0 | 0 | 0 | 0 | 0 | 3.2753 | 11 | 36.0282 | 0.48728
KS | solar pv | Winter | 0 | 0 | 0 | 0 | 0 | 0.013375 | 0.099891 | 0.2609 | 0.40859 | 0.47072 | 0.47549 | 0.47093 | 0.4712 | 0.47713 | 0.47774 | 0.44907 | 0.33508 | 0.16801 | 0.040384 | 0 | 0 | 0 | 0 | 0 | 4.6185 | 89 | 411.0484 | 0.47774
KS | solar pv | Spring | 0 | 0 | 0 | 0 | 0 | 0.016996 | 0.1239 | 0.29271 | 0.45156 | 0.51342 | 0.51571 | 0.50622 | 0.50384 | 0.51188 | 0.51307 | 0.47814 | 0.34147 | 0.18854 | 0.059341 | 0 | 0 | 0 | 0 | 0 | 5.0168 | 102 | 511.7117 | 0.51571
KS | solar pv | Summer | 0 | 0 | 0 | 0 | 0 | 0.007168 | 0.090402 | 0.24014 | 0.38508 | 0.45871 | 0.472 | 0.47009 | 0.47179 | 0.47973 | 0.48749 | 0.44943 | 0.32833 | 0.16857 | 0.039324 | 0 | 0 | 0 | 0 | 0 | 4.5483 | 107 | 486.6636 | 0.48749
KS | solar pv | Fall | 0 | 0 | 0 | 0 | 0 | 0.0053096 | 0.092274 | 0.24543 | 0.35998 | 0.41847 | 0.43764 | 0.44652 | 0.45365 | 0.45992 | 0.4606 | 0.43907 | 0.35617 | 0.20124 | 0.044613 | 0 | 0 | 0 | 0 | 0 | 4.4209 | 49 | 216.6234 | 0.4606
KS | solar pv | Summer Peak | 0 | 0 | 0 | 0 | 0 | 0.011421 | 0.15959 | 0.35703 | 0.43357 | 0.4751 | 0.49679 | 0.50791 | 0.50281 | 0.49392 | 0.48776 | 0.48426 | 0.44857 | 0.32454 | 0.097191 | 0 | 0 | 0 | 0 | 0 | 5.2805 | 7 | 36.9633 | 0.50791
KS | solar pv | Winter Peak | 0 | 0 | 0 | 0 | 0 | 0 | 8.7567e-06 | 0.029269 | 0.24139 | 0.38566 | 0.39713 | 0.38137 | 0.38582 | 0.41296 | 0.42848 | 0.39634 | 0.17337 | 0.00035465 | 0 | 0 | 0 | 0 | 0 | 0 | 3.2321 | 11 | 35.5535 | 0.42848
KS | solar thermal | Winter | 0 | 0 | 0 | 0 | 0 | 0 | 0 | 0 | 0 | 0.08597 | 0.37963 | 0.49887 | 0.49723 | 0.48344 | 0.47116 | 0.48279 | 0.49202 | 0.44649 | 0.21282 | 0.015243 | 0 | 0 | 0 | 0 | 4.0657 | 89 | 361.8442 | 0.49887
KS | solar thermal | Spring | 0 | 0 | 0 | 0 | 0 | 0 | 0 | 0.0076376 | 0.18687 | 0.48014 | 0.63047 | 0.67382 | 0.67706 | 0.67418 | 0.66674 | 0.6665 | 0.66683 | 0.64842 | 0.56803 | 0.30656 | 0.039289 | 0 | 0 | 0 | 6.8926 | 102 | 703.0415 | 0.67706
KS | solar thermal | Summer | 0 | 0 | 0 | 0 | 0 | 0 | 0 | 0.024165 | 0.27576 | 0.51489 | 0.59949 | 0.63012 | 0.63917 | 0.63842 | 0.63267 | 0.62353 | 0.61338 | 0.59439 | 0.54207 | 0.40006 | 0.11962 | 2.6056e-06 | 0 | 0 | 6.8477 | 107 | 732.7064 | 0.63917
KS | solar thermal | Fall | 0 | 0 | 0 | 0 | 0 | 0 | 0 | 0 | 0.054994 | 0.36422 | 0.55217 | 0.58569 | 0.57826 | 0.56812 | 0.56341 | 0.56827 | 0.56955 | 0.52878 | 0.35579 | 0.077412 | 3.2207e-05 | 0 | 0 | 0 | 5.3667 | 49 | 262.968 | 0.58569
KS | solar thermal | Summer Peak | 0 | 0 | 0 | 0 | 0 | 0 | 0 | 0.027732 | 0.38084 | 0.62249 | 0.69231 | 0.71807 | 0.7248 | 0.72465 | 0.72329 | 0.72571 | 0.72389 | 0.71218 | 0.67311 | 0.55977 | 0.22117 | 0 | 0 | 0 | 8.23 | 7 | 57.6101 | 0.72571
KS | solar thermal | Winter Peak | 0 | 0 | 0 | 0 | 0 | 0 | 0 | 0 | 0 | 0.0026447 | 0.27588 | 0.35613 | 0.39021 | 0.41121 | 0.42512 | 0.48557 | 0.52766 | 0.49305 | 0.19344 | 0 | 0 | 0 | 0 | 0 | 3.5609 | 11 | 39.1699 | 0.52766
KS | natural gas steam turbine | Winter | 0.022806 | 0.020703 | 0.020587 | 0.020546 | 0.020546 | 0.020596 | 0.021513 | 0.025049 | 0.023671 | 0.020828 | 0.020992 | 0.021128 | 0.021382 | 0.021511 | 0.021979 | 0.024211 | 0.02988 | 0.05244 | 0.071667 | 0.065011 | 0.049131 | 0.039053 | 0.033714 | 0.028328 | 0.71727 | 89 | 63.8372 | 0.071667
KS | natural gas steam turbine | Spring | 0.031664 | 0.029147 | 0.028044 | 0.027659 | 0.027488 | 0.027069 | 0.026282 | 0.026337 | 0.026346 | 0.026454 | 0.026816 | 0.02728 | 0.028338 | 0.030943 | 0.033792 | 0.038933 | 0.04566 | 0.064149 | 0.098705 | 0.13156 | 0.11364 | 0.079159 | 0.051049 | 0.038438 | 1.085 | 102 | 110.666 | 0.13156
KS | natural gas steam turbine | Summer | 0.12445 | 0.11809 | 0.11482 | 0.11319 | 0.11135 | 0.10949 | 0.10936 | 0.10952 | 0.10998 | 0.11283 | 0.12089 | 0.13882 | 0.15541 | 0.17319 | 0.19298 | 0.21273 | 0.24598 | 0.29446 | 0.33691 | 0.3427 | 0.2941 | 0.22475 | 0.15983 | 0.13486 | 4.1607 | 107 | 445.1965 | 0.3427
KS | natural gas steam turbine | Fall | 0.02706 | 0.024608 | 0.023391 | 0.022875 | 0.022758 | 0.022515 | 0.021256 | 0.021327 | 0.021246 | 0.021336 | 0.021532 | 0.02218 | 0.023434 | 0.025921 | 0.028769 | 0.036237 | 0.054927 | 0.076464 | 0.1202 | 0.11582 | 0.076979 | 0.047612 | 0.037063 | 0.030372 | 0.94589 | 49 | 46.3485 | 0.1202
KS | natural gas steam turbine | Summer Peak | 0.19288 | 0.1846 | 0.17867 | 0.17507 | 0.17164 | 0.17164 | 0.17164 | 0.17164 | 0.17164 | 0.17343 | 0.19003 | 0.29374 | 0.33768 | 0.378 | 0.39542 | 0.43629 | 0.49008 | 0.49008 | 0.49008 | 0.49008 | 0.49008 | 0.49008 | 0.29671 | 0.20691 | 7.2381 | 7 | 50.6669 | 0.49008
KS | natural gas steam turbine | Winter Peak | 0.025873 | 0.025873 | 0.025873 | 0.025873 | 0.025873 | 0.025873 | 0.025873 | 0.025873 | 0.025873 | 0.025873 | 0.025873 | 0.025873 | 0.025873 | 0.025873 | 0.025873 | 0.033579 | 0.039651 | 0.19034 | 0.23605 | 0.23607 | 0.21562 | 0.067803 | 0.049917 | 0.042584 | 1.4997 | 11 | 16.4969 | 0.23607
KY | biomass ccs | Winter | 0.8 | 0.8 | 0.8 | 0.8 | 0.8 | 0.8 | 0.8 | 0.8 | 0.8 | 0.8 | 0.8 | 0.8 | 0.8 | 0.8 | 0.8 | 0.8 | 0.8 | 0.8 | 0.8 | 0.8 | 0.8 | 0.8 | 0.8 | 0.8 | 19.2 | 44 | 844.8 | 0.8
KY | biomass ccs | Spring | 0.8 | 0.8 | 0.8 | 0.8 | 0.8 | 0.8 | 0.8 | 0.8 | 0.8 | 0.8 | 0.8 | 0.8 | 0.8 | 0.8 | 0.8 | 0.8 | 0.8 | 0.8 | 0.8 | 0.8 | 0.8 | 0.8 | 0.8 | 0.8 | 19.2 | 89 | 1708.8 | 0.8
KY | biomass ccs | Summer | 0.8 | 0.8 | 0.8 | 0.8 | 0.8 | 0.8 | 0.8 | 0.8 | 0.8 | 0.8 | 0.8 | 0.8 | 0.8 | 0.8 | 0.8 | 0.8 | 0.8 | 0.8 | 0.8 | 0.8 | 0.8 | 0.8 | 0.8 | 0.8 | 19.2 | 130 | 2496 | 0.8
KY | biomass ccs | Fall | 0.8 | 0.8 | 0.8 | 0.8 | 0.8 | 0.8 | 0.8 | 0.8 | 0.8 | 0.8 | 0.8 | 0.8 | 0.8 | 0.8 | 0.8 | 0.8 | 0.8 | 0.8 | 0.8 | 0.8 | 0.8 | 0.8 | 0.8 | 0.8 | 19.2 | 67 | 1286.4 | 0.8
KY | biomass ccs | Summer Peak | 0.8 | 0.8 | 0.8 | 0.8 | 0.8 | 0.8 | 0.8 | 0.8 | 0.8 | 0.8 | 0.8 | 0.8 | 0.8 | 0.8 | 0.8 | 0.8 | 0.8 | 0.8 | 0.8 | 0.8 | 0.8 | 0.8 | 0.8 | 0.8 | 19.2 | 28 | 537.6 | 0.8
KY | biomass ccs | Winter Peak | 0.8 | 0.8 | 0.8 | 0.8 | 0.8 | 0.8 | 0.8 | 0.8 | 0.8 | 0.8 | 0.8 | 0.8 | 0.8 | 0.8 | 0.8 | 0.8 | 0.8 | 0.8 | 0.8 | 0.8 | 0.8 | 0.8 | 0.8 | 0.8 | 19.2 | 7 | 134.4 | 0.8
KY | biomass | Winter | 0.5106 | 0.5106 | 0.5106 | 0.5106 | 0.5106 | 0.5106 | 0.5106 | 0.5106 | 0.5106 | 0.5106 | 0.5106 | 0.5106 | 0.5106 | 0.5106 | 0.5106 | 0.5106 | 0.5106 | 0.5106 | 0.5106 | 0.5106 | 0.5106 | 0.5106 | 0.5106 | 0.5106 | 12.2543 | 44 | 539.1904 | 0.5106
KY | biomass | Spring | 0.5106 | 0.5106 | 0.5106 | 0.5106 | 0.5106 | 0.5106 | 0.5106 | 0.5106 | 0.5106 | 0.5106 | 0.5106 | 0.5106 | 0.5106 | 0.5106 | 0.5106 | 0.5106 | 0.5106 | 0.5106 | 0.5106 | 0.5106 | 0.5106 | 0.5106 | 0.5106 | 0.5106 | 12.2543 | 89 | 1090.6351 | 0.5106
KY | biomass | Summer | 0.50792 | 0.50792 | 0.50792 | 0.50792 | 0.50792 | 0.50792 | 0.50792 | 0.50792 | 0.50792 | 0.5106 | 0.5106 | 0.5106 | 0.5106 | 0.5106 | 0.5106 | 0.5106 | 0.5106 | 0.5106 | 0.5106 | 0.5106 | 0.5106 | 0.5106 | 0.5106 | 0.5106 | 12.2303 | 130 | 1589.9329 | 0.5106
KY | biomass | Fall | 0.5106 | 0.5106 | 0.5106 | 0.5106 | 0.5106 | 0.5106 | 0.5106 | 0.5106 | 0.5106 | 0.5106 | 0.5106 | 0.5106 | 0.5106 | 0.5106 | 0.5106 | 0.5106 | 0.5106 | 0.5106 | 0.5106 | 0.5106 | 0.5106 | 0.5106 | 0.5106 | 0.50541 | 12.2491 | 67 | 820.6922 | 0.5106
KY | biomass | Summer Peak | 0.5106 | 0.5106 | 0.5106 | 0.5106 | 0.5106 | 0.5106 | 0.5106 | 0.5106 | 0.5106 | 0.5106 | 0.5106 | 0.5106 | 0.5106 | 0.5106 | 0.5106 | 0.5106 | 0.5106 | 0.5106 | 0.5106 | 0.5106 | 0.5106 | 0.5106 | 0.5106 | 0.5106 | 12.2543 | 28 | 343.1212 | 0.5106
KY | biomass | Winter Peak | 0.5106 | 0.5106 | 0.5106 | 0.5106 | 0.5106 | 0.5106 | 0.5106 | 0.5106 | 0.5106 | 0.5106 | 0.5106 | 0.5106 | 0.5106 | 0.5106 | 0.5106 | 0.5106 | 0.5106 | 0.5106 | 0.5106 | 0.5106 | 0.5106 | 0.5106 | 0.5106 | 0.5106 | 12.2543 | 7 | 85.7803 | 0.5106
KY | natural gas combined cycle ccs | Winter | 0.8 | 0.8 | 0.8 | 0.8 | 0.8 | 0.8 | 0.8 | 0.8 | 0.8 | 0.8 | 0.8 | 0.8 | 0.8 | 0.8 | 0.8 | 0.8 | 0.8 | 0.8 | 0.8 | 0.8 | 0.8 | 0.8 | 0.8 | 0.8 | 19.2 | 44 | 844.8 | 0.8
KY | natural gas combined cycle ccs | Spring | 0.8 | 0.8 | 0.8 | 0.8 | 0.8 | 0.8 | 0.8 | 0.8 | 0.8 | 0.8 | 0.8 | 0.8 | 0.8 | 0.8 | 0.8 | 0.8 | 0.8 | 0.8 | 0.8 | 0.8 | 0.8 | 0.8 | 0.8 | 0.8 | 19.2 | 89 | 1708.8 | 0.8
KY | natural gas combined cycle ccs | Summer | 0.8 | 0.8 | 0.8 | 0.8 | 0.8 | 0.8 | 0.8 | 0.8 | 0.8 | 0.8 | 0.8 | 0.8 | 0.8 | 0.8 | 0.8 | 0.8 | 0.8 | 0.8 | 0.8 | 0.8 | 0.8 | 0.8 | 0.8 | 0.8 | 19.2 | 130 | 2496 | 0.8
KY | natural gas combined cycle ccs | Fall | 0.8 | 0.8 | 0.8 | 0.8 | 0.8 | 0.8 | 0.8 | 0.8 | 0.8 | 0.8 | 0.8 | 0.8 | 0.8 | 0.8 | 0.8 | 0.8 | 0.8 | 0.8 | 0.8 | 0.8 | 0.8 | 0.8 | 0.8 | 0.8 | 19.2 | 67 | 1286.4 | 0.8
KY | natural gas combined cycle ccs | Summer Peak | 0.8 | 0.8 | 0.8 | 0.8 | 0.8 | 0.8 | 0.8 | 0.8 | 0.8 | 0.8 | 0.8 | 0.8 | 0.8 | 0.8 | 0.8 | 0.8 | 0.8 | 0.8 | 0.8 | 0.8 | 0.8 | 0.8 | 0.8 | 0.8 | 19.2 | 28 | 537.6 | 0.8
KY | natural gas combined cycle ccs | Winter Peak | 0.8 | 0.8 | 0.8 | 0.8 | 0.8 | 0.8 | 0.8 | 0.8 | 0.8 | 0.8 | 0.8 | 0.8 | 0.8 | 0.8 | 0.8 | 0.8 | 0.8 | 0.8 | 0.8 | 0.8 | 0.8 | 0.8 | 0.8 | 0.8 | 19.2 | 7 | 134.4 | 0.8
KY | natural gas combined cycle | Winter | 0.71598 | 0.69119 | 0.68161 | 0.68694 | 0.69741 | 0.7116 | 0.728 | 0.72585 | 0.71432 | 0.71225 | 0.71225 | 0.71225 | 0.71225 | 0.7091 | 0.70735 | 0.70698 | 0.72585 | 0.73739 | 0.73739 | 0.73739 | 0.73739 | 0.73739 | 0.73423 | 0.72901 | 17.2014 | 44 | 756.8595 | 0.73739
KY | natural gas combined cycle | Spring | 0.6816 | 0.67535 | 0.66479 | 0.66405 | 0.66742 | 0.68979 | 0.69981 | 0.69925 | 0.69198 | 0.70222 | 0.70527 | 0.70597 | 0.71232 | 0.71028 | 0.70944 | 0.7128 | 0.73029 | 0.73739 | 0.73739 | 0.73739 | 0.73739 | 0.73739 | 0.73205 | 0.69139 | 16.933 | 89 | 1507.0372 | 0.73739
KY | natural gas combined cycle | Summer | 0.71559 | 0.70965 | 0.70619 | 0.70722 | 0.70855 | 0.71296 | 0.70618 | 0.69141 | 0.70074 | 0.70811 | 0.71256 | 0.71341 | 0.71375 | 0.71481 | 0.71526 | 0.7176 | 0.72713 | 0.73632 | 0.73739 | 0.73739 | 0.73739 | 0.73739 | 0.73567 | 0.72401 | 17.2267 | 130 | 2239.4681 | 0.73739
KY | natural gas combined cycle | Fall | 0.70366 | 0.6968 | 0.69358 | 0.69403 | 0.7026 | 0.72224 | 0.72638 | 0.72431 | 0.72335 | 0.72981 | 0.73188 | 0.72981 | 0.72981 | 0.72867 | 0.72867 | 0.7321 | 0.73739 | 0.73739 | 0.73739 | 0.73739 | 0.73739 | 0.73739 | 0.73739 | 0.73118 | 17.3906 | 67 | 1165.1709 | 0.73739
KY | natural gas combined cycle | Summer Peak | 0.73739 | 0.73739 | 0.7297 | 0.72422 | 0.73149 | 0.72422 | 0.70115 | 0.71927 | 0.73739 | 0.73739 | 0.73739 | 0.73739 | 0.73739 | 0.73739 | 0.73739 | 0.73739 | 0.73739 | 0.73739 | 0.73739 | 0.73739 | 0.73739 | 0.73739 | 0.73739 | 0.73739 | 17.603 | 28 | 492.8835 | 0.73739
KY | natural gas combined cycle | Winter Peak | 0.73739 | 0.73739 | 0.73739 | 0.73739 | 0.73739 | 0.73739 | 0.73739 | 0.73739 | 0.73739 | 0.73739 | 0.73739 | 0.73739 | 0.73739 | 0.73739 | 0.73739 | 0.73739 | 0.73739 | 0.73739 | 0.73739 | 0.73739 | 0.73739 | 0.73739 | 0.73739 | 0.73739 | 17.6973 | 7 | 123.8809 | 0.73739
KY | crude oil | Winter | 0.3062 | 0.3062 | 0.3062 | 0.3062 | 0.3062 | 0.3062 | 0.3062 | 0.3062 | 0.3062 | 0.3062 | 0.3062 | 0.3062 | 0.3062 | 0.3062 | 0.3062 | 0.3062 | 0.3062 | 0.3062 | 0.3062 | 0.3062 | 0.3062 | 0.3062 | 0.3062 | 0.3062 | 7.3488 | 44 | 323.3472 | 0.3062
KY | crude oil | Spring | 0.3062 | 0.3062 | 0.3062 | 0.3062 | 0.3062 | 0.3062 | 0.3062 | 0.3062 | 0.3062 | 0.3062 | 0.3062 | 0.3062 | 0.3062 | 0.3062 | 0.3062 | 0.3062 | 0.3062 | 0.3062 | 0.3062 | 0.3062 | 0.3062 | 0.3062 | 0.3062 | 0.3062 | 7.3488 | 89 | 654.0432 | 0.3062
KY | crude oil | Summer | 0.3062 | 0.3062 | 0.3062 | 0.3062 | 0.3062 | 0.3062 | 0.3062 | 0.3062 | 0.3062 | 0.3062 | 0.3062 | 0.3062 | 0.3062 | 0.3062 | 0.3062 | 0.3062 | 0.3062 | 0.3062 | 0.3062 | 0.3062 | 0.3062 | 0.3062 | 0.3062 | 0.3062 | 7.3488 | 130 | 955.344 | 0.3062
KY | crude oil | Fall | 0.3062 | 0.3062 | 0.3062 | 0.3062 | 0.3062 | 0.3062 | 0.3062 | 0.3062 | 0.3062 | 0.3062 | 0.3062 | 0.3062 | 0.3062 | 0.3062 | 0.3062 | 0.3062 | 0.3062 | 0.3062 | 0.3062 | 0.3062 | 0.3062 | 0.3062 | 0.3062 | 0.3062 | 7.3488 | 67 | 492.3696 | 0.3062
KY | crude oil | Summer Peak | 0.3062 | 0.3062 | 0.3062 | 0.3062 | 0.3062 | 0.3062 | 0.3062 | 0.3062 | 0.3062 | 0.3062 | 0.3062 | 0.3062 | 0.3062 | 0.3062 | 0.3062 | 0.3062 | 0.3062 | 0.3062 | 0.3062 | 0.3062 | 0.3062 | 0.3062 | 0.3062 | 0.3062 | 7.3488 | 28 | 205.7664 | 0.3062
KY | crude oil | Winter Peak | 0.3062 | 0.3062 | 0.3062 | 0.3062 | 0.3062 | 0.3062 | 0.3062 | 0.3062 | 0.3062 | 0.3062 | 0.3062 | 0.3062 | 0.3062 | 0.3062 | 0.3062 | 0.3062 | 0.3062 | 0.3062 | 0.3062 | 0.3062 | 0.3062 | 0.3062 | 0.3062 | 0.3062 | 7.3488 | 7 | 51.4416 | 0.3062
KY | geothermal | Winter | 0.6595 | 0.6595 | 0.6595 | 0.6595 | 0.6595 | 0.6595 | 0.6595 | 0.6595 | 0.6595 | 0.6595 | 0.6595 | 0.6595 | 0.6595 | 0.6595 | 0.6595 | 0.6595 | 0.6595 | 0.6595 | 0.6595 | 0.6595 | 0.6595 | 0.6595 | 0.6595 | 0.6595 | 15.828 | 44 | 696.432 | 0.6595
KY | geothermal | Spring | 0.6595 | 0.6595 | 0.6595 | 0.6595 | 0.6595 | 0.6595 | 0.6595 | 0.6595 | 0.6595 | 0.6595 | 0.6595 | 0.6595 | 0.6595 | 0.6595 | 0.6595 | 0.6595 | 0.6595 | 0.6595 | 0.6595 | 0.6595 | 0.6595 | 0.6595 | 0.6595 | 0.6595 | 15.828 | 89 | 1408.692 | 0.6595
KY | geothermal | Summer | 0.6595 | 0.6595 | 0.6595 | 0.6595 | 0.6595 | 0.6595 | 0.6595 | 0.6595 | 0.6595 | 0.6595 | 0.6595 | 0.6595 | 0.6595 | 0.6595 | 0.6595 | 0.6595 | 0.6595 | 0.6595 | 0.6595 | 0.6595 | 0.6595 | 0.6595 | 0.6595 | 0.6595 | 15.828 | 130 | 2057.64 | 0.6595
KY | geothermal | Fall | 0.6595 | 0.6595 | 0.6595 | 0.6595 | 0.6595 | 0.6595 | 0.6595 | 0.6595 | 0.6595 | 0.6595 | 0.6595 | 0.6595 | 0.6595 | 0.6595 | 0.6595 | 0.6595 | 0.6595 | 0.6595 | 0.6595 | 0.6595 | 0.6595 | 0.6595 | 0.6595 | 0.6595 | 15.828 | 67 | 1060.476 | 0.6595
KY | geothermal | Summer Peak | 0.6595 | 0.6595 | 0.6595 | 0.6595 | 0.6595 | 0.6595 | 0.6595 | 0.6595 | 0.6595 | 0.6595 | 0.6595 | 0.6595 | 0.6595 | 0.6595 | 0.6595 | 0.6595 | 0.6595 | 0.6595 | 0.6595 | 0.6595 | 0.6595 | 0.6595 | 0.6595 | 0.6595 | 15.828 | 28 | 443.184 | 0.6595
KY | geothermal | Winter Peak | 0.6595 | 0.6595 | 0.6595 | 0.6595 | 0.6595 | 0.6595 | 0.6595 | 0.6595 | 0.6595 | 0.6595 | 0.6595 | 0.6595 | 0.6595 | 0.6595 | 0.6595 | 0.6595 | 0.6595 | 0.6595 | 0.6595 | 0.6595 | 0.6595 | 0.6595 | 0.6595 | 0.6595 | 15.828 | 7 | 110.796 | 0.6595
KY | hard coal ccs | Winter | 0.8 | 0.8 | 0.8 | 0.8 | 0.8 | 0.8 | 0.8 | 0.8 | 0.8 | 0.8 | 0.8 | 0.8 | 0.8 | 0.8 | 0.8 | 0.8 | 0.8 | 0.8 | 0.8 | 0.8 | 0.8 | 0.8 | 0.8 | 0.8 | 19.2 | 44 | 844.8 | 0.8
KY | hard coal ccs | Spring | 0.8 | 0.8 | 0.8 | 0.8 | 0.8 | 0.8 | 0.8 | 0.8 | 0.8 | 0.8 | 0.8 | 0.8 | 0.8 | 0.8 | 0.8 | 0.8 | 0.8 | 0.8 | 0.8 | 0.8 | 0.8 | 0.8 | 0.8 | 0.8 | 19.2 | 89 | 1708.8 | 0.8
KY | hard coal ccs | Summer | 0.8 | 0.8 | 0.8 | 0.8 | 0.8 | 0.8 | 0.8 | 0.8 | 0.8 | 0.8 | 0.8 | 0.8 | 0.8 | 0.8 | 0.8 | 0.8 | 0.8 | 0.8 | 0.8 | 0.8 | 0.8 | 0.8 | 0.8 | 0.8 | 19.2 | 130 | 2496 | 0.8
KY | hard coal ccs | Fall | 0.8 | 0.8 | 0.8 | 0.8 | 0.8 | 0.8 | 0.8 | 0.8 | 0.8 | 0.8 | 0.8 | 0.8 | 0.8 | 0.8 | 0.8 | 0.8 | 0.8 | 0.8 | 0.8 | 0.8 | 0.8 | 0.8 | 0.8 | 0.8 | 19.2 | 67 | 1286.4 | 0.8
KY | hard coal ccs | Summer Peak | 0.8 | 0.8 | 0.8 | 0.8 | 0.8 | 0.8 | 0.8 | 0.8 | 0.8 | 0.8 | 0.8 | 0.8 | 0.8 | 0.8 | 0.8 | 0.8 | 0.8 | 0.8 | 0.8 | 0.8 | 0.8 | 0.8 | 0.8 | 0.8 | 19.2 | 28 | 537.6 | 0.8
KY | hard coal ccs | Winter Peak | 0.8 | 0.8 | 0.8 | 0.8 | 0.8 | 0.8 | 0.8 | 0.8 | 0.8 | 0.8 | 0.8 | 0.8 | 0.8 | 0.8 | 0.8 | 0.8 | 0.8 | 0.8 | 0.8 | 0.8 | 0.8 | 0.8 | 0.8 | 0.8 | 19.2 | 7 | 134.4 | 0.8
KY | hard coal | Winter | 0.56961 | 0.53267 | 0.52388 | 0.53253 | 0.56702 | 0.64512 | 0.70297 | 0.7182 | 0.6838 | 0.66362 | 0.6729 | 0.67561 | 0.66565 | 0.64186 | 0.6278 | 0.6409 | 0.725 | 0.7874 | 0.79422 | 0.79271 | 0.78889 | 0.76985 | 0.7204 | 0.65651 | 16.0991 | 44 | 708.3615 | 0.79422
KY | hard coal | Spring | 0.54588 | 0.50694 | 0.48693 | 0.48186 | 0.50834 | 0.56001 | 0.59349 | 0.60371 | 0.60859 | 0.63312 | 0.66822 | 0.69337 | 0.71027 | 0.7042 | 0.70281 | 0.72064 | 0.7711 | 0.80374 | 0.80606 | 0.80724 | 0.80432 | 0.78994 | 0.74084 | 0.62968 | 15.8813 | 89 | 1413.4358 | 0.80724
KY | hard coal | Summer | 0.41758 | 0.39063 | 0.3807 | 0.38169 | 0.39857 | 0.45249 | 0.49167 | 0.4726 | 0.47268 | 0.49898 | 0.53075 | 0.55586 | 0.56985 | 0.57246 | 0.57874 | 0.60554 | 0.67333 | 0.72306 | 0.73165 | 0.73423 | 0.72913 | 0.70943 | 0.62341 | 0.48516 | 13.1802 | 130 | 1713.425 | 0.73423
KY | hard coal | Fall | 0.46026 | 0.43042 | 0.41276 | 0.41226 | 0.43325 | 0.49294 | 0.53866 | 0.51807 | 0.52726 | 0.55837 | 0.58978 | 0.61552 | 0.62246 | 0.62811 | 0.63788 | 0.66043 | 0.71338 | 0.74577 | 0.74976 | 0.74961 | 0.74515 | 0.72785 | 0.66803 | 0.54607 | 14.1841 | 67 | 950.332 | 0.74976
KY | hard coal | Summer Peak | 0.68704 | 0.63939 | 0.58775 | 0.55982 | 0.57276 | 0.58103 | 0.57542 | 0.61302 | 0.70494 | 0.76972 | 0.81259 | 0.84741 | 0.86463 | 0.86719 | 0.87133 | 0.87133 | 0.87213 | 0.87213 | 0.87133 | 0.87213 | 0.87213 | 0.87054 | 0.84484 | 0.77715 | 18.2778 | 28 | 511.7773 | 0.87213
KY | hard coal | Winter Peak | 0.63934 | 0.59508 | 0.59192 | 0.60067 | 0.63579 | 0.708 | 0.76036 | 0.76638 | 0.74142 | 0.71953 | 0.72025 | 0.71667 | 0.70636 | 0.69364 | 0.672 | 0.6913 | 0.7528 | 0.81314 | 0.81337 | 0.81662 | 0.80172 | 0.77321 | 0.7369 | 0.65531 | 17.1218 | 7 | 119.8524 | 0.81662
KY | heavy or residual fuel oil | Winter | 0 | 0 | 0 | 0 | 0 | 0 | 0 | 0 | 0 | 0 | 0 | 0 | 0 | 0 | 0 | 0 | 0 | 0 | 0 | 0 | 0 | 0 | 0 | 0 | 0 | 44 | 0 | 0
KY | heavy or residual fuel oil | Spring | 0 | 0 | 0 | 0 | 0 | 0 | 0 | 0 | 0 | 0 | 0 | 0 | 0 | 0 | 0 | 0 | 0 | 0 | 0.066328 | 0 | 0 | 0 | 0 | 0 | 0.066328 | 89 | 5.9032 | 0.066328
KY | heavy or residual fuel oil | Summer | 0 | 0 | 0 | 0 | 0 | 0 | 0 | 0 | 0 | 0 | 0 | 0 | 0.044219 | 0.059466 | 0.10673 | 0.30801 | 0.51233 | 0.95 | 0.95 | 0.58552 | 0.044219 | 0 | 0 | 0 | 3.5605 | 130 | 462.8632 | 0.95
KY | heavy or residual fuel oil | Fall | 0 | 0 | 0 | 0 | 0 | 0 | 0 | 0 | 0 | 0 | 0 | 0 | 0 | 0 | 0 | 0 | 0.052192 | 0.1892 | 0.1892 | 0.034795 | 0 | 0 | 0 | 0 | 0.46538 | 67 | 31.1807 | 0.1892
KY | heavy or residual fuel oil | Summer Peak | 0 | 0 | 0 | 0 | 0 | 0 | 0 | 0 | 0 | 0 | 0 | 0 | 0 | 0 | 0 | 0 | 0 | 0.95 | 0.95 | 0.95 | 0 | 0 | 0 | 0 | 2.85 | 28 | 79.8 | 0.95
KY | heavy or residual fuel oil | Winter Peak | 0 | 0 | 0 | 0 | 0 | 0 | 0 | 0 | 0 | 0 | 0 | 0 | 0 | 0 | 0 | 0 | 0 | 0 | 0 | 0 | 0 | 0 | 0 | 0 | 0 | 7 | 0 | 0
KY | hydro | Winter | 0.42595 | 0.41342 | 0.4169 | 0.42087 | 0.43225 | 0.45966 | 0.49463 | 0.49276 | 0.47422 | 0.46205 | 0.45395 | 0.45168 | 0.44625 | 0.43475 | 0.42569 | 0.44347 | 0.49206 | 0.53177 | 0.53789 | 0.53763 | 0.5381 | 0.52551 | 0.48124 | 0.44094 | 11.2337 | 44 | 494.2806 | 0.5381
KY | hydro | Spring | 0.3908 | 0.38434 | 0.38085 | 0.3856 | 0.38891 | 0.40141 | 0.41743 | 0.41686 | 0.40505 | 0.40761 | 0.41686 | 0.42607 | 0.43523 | 0.4416 | 0.45209 | 0.46017 | 0.48762 | 0.50913 | 0.51374 | 0.51374 | 0.51224 | 0.50027 | 0.4473 | 0.40357 | 10.4985 | 89 | 934.3654 | 0.51374
KY | hydro | Summer | 0.3661 | 0.3661 | 0.36405 | 0.36751 | 0.37334 | 0.38736 | 0.40181 | 0.38879 | 0.38494 | 0.38348 | 0.39506 | 0.40221 | 0.40488 | 0.41267 | 0.42318 | 0.44895 | 0.47273 | 0.49865 | 0.50192 | 0.50192 | 0.50192 | 0.48257 | 0.4286 | 0.37893 | 10.0377 | 130 | 1304.8965 | 0.50192
KY | hydro | Fall | 0.36406 | 0.35898 | 0.35995 | 0.35995 | 0.36117 | 0.37201 | 0.38679 | 0.38024 | 0.3784 | 0.37928 | 0.38276 | 0.40632 | 0.41043 | 0.4128 | 0.42468 | 0.44565 | 0.46765 | 0.49094 | 0.49598 | 0.49598 | 0.49431 | 0.47899 | 0.43119 | 0.37673 | 9.9152 | 67 | 664.3206 | 0.49598
KY | hydro | Summer Peak | 0.35911 | 0.35911 | 0.35911 | 0.35911 | 0.35911 | 0.35911 | 0.35911 | 0.35911 | 0.35911 | 0.36586 | 0.41065 | 0.45256 | 0.46799 | 0.47297 | 0.49682 | 0.49682 | 0.49682 | 0.49682 | 0.49682 | 0.49682 | 0.49682 | 0.48209 | 0.41533 | 0.364 | 10.1412 | 28 | 283.9534 | 0.49682
KY | hydro | Winter Peak | 0.42489 | 0.42489 | 0.42489 | 0.42489 | 0.42489 | 0.48178 | 0.50075 | 0.50075 | 0.48178 | 0.44783 | 0.44386 | 0.44386 | 0.43309 | 0.42489 | 0.42489 | 0.42489 | 0.53764 | 0.53867 | 0.53867 | 0.53867 | 0.53867 | 0.52868 | 0.4668 | 0.44386 | 11.2645 | 7 | 78.8515 | 0.53867
KY | hydrogen combined cycle | Winter | 0.61678 | 0.60585 | 0.60278 | 0.60472 | 0.61208 | 0.62675 | 0.63398 | 0.63054 | 0.62496 | 0.626 | 0.626 | 0.62496 | 0.62496 | 0.62438 | 0.62438 | 0.62835 | 0.63468 | 0.63708 | 0.63708 | 0.63708 | 0.63708 | 0.63708 | 0.63708 | 0.63165 | 15.0262 | 44 | 661.1545 | 0.63708
KY | hydrogen combined cycle | Spring | 0.55915 | 0.54969 | 0.54834 | 0.54975 | 0.5547 | 0.58921 | 0.59312 | 0.57792 | 0.57171 | 0.57739 | 0.57993 | 0.58155 | 0.58727 | 0.58556 | 0.58469 | 0.58739 | 0.61685 | 0.63578 | 0.63708 | 0.63708 | 0.63708 | 0.63708 | 0.62923 | 0.58172 | 14.1892 | 89 | 1262.8431 | 0.63708
KY | hydrogen combined cycle | Summer | 0.63708 | 0.63295 | 0.61983 | 0.61754 | 0.61956 | 0.60641 | 0.59633 | 0.60275 | 0.62042 | 0.63066 | 0.63708 | 0.63708 | 0.63708 | 0.63708 | 0.63708 | 0.63708 | 0.63708 | 0.63708 | 0.63708 | 0.63708 | 0.63708 | 0.63708 | 0.63708 | 0.63708 | 15.1026 | 130 | 1963.3382 | 0.63708
KY | hydrogen combined cycle | Fall | 0.63708 | 0.63708 | 0.63708 | 0.63708 | 0.63708 | 0.63708 | 0.63708 | 0.62809 | 0.62989 | 0.63605 | 0.63708 | 0.63708 | 0.63708 | 0.63708 | 0.63708 | 0.63708 | 0.63708 | 0.63708 | 0.63708 | 0.63708 | 0.63708 | 0.63708 | 0.63708 | 0.63708 | 15.2727 | 67 | 1023.268 | 0.63708
KY | hydrogen combined cycle | Summer Peak | 0.63708 | 0.63708 | 0.31854 | 0.31854 | 0.31854 | 0.31854 | 0.31854 | 0.63708 | 0.63708 | 0.63708 | 0.63708 | 0.63708 | 0.63708 | 0.63708 | 0.63708 | 0.63708 | 0.63708 | 0.63708 | 0.63708 | 0.63708 | 0.63708 | 0.63708 | 0.63708 | 0.63708 | 13.6972 | 28 | 383.5206 | 0.63708
KY | hydrogen combined cycle | Winter Peak | 0.63708 | 0.63708 | 0.63708 | 0.63708 | 0.63708 | 0.63708 | 0.63708 | 0.63708 | 0.63708 | 0.63708 | 0.63708 | 0.63708 | 0.63708 | 0.63708 | 0.63708 | 0.63708 | 0.63708 | 0.63708 | 0.63708 | 0.63708 | 0.63708 | 0.63708 | 0.63708 | 0.63708 | 15.2899 | 7 | 107.029 | 0.63708
KY | hydrogen ct | Winter | 3.0089e-07 | 3.0089e-07 | 3.0089e-07 | 3.0089e-07 | 3.0089e-07 | 3.0089e-07 | 3.0089e-07 | 3.0089e-07 | 3.0089e-07 | 3.0089e-07 | 3.0089e-07 | 3.0089e-07 | 3.0089e-07 | 3.0089e-07 | 3.0089e-07 | 3.0089e-07 | 3.0089e-07 | 0.0061634 | 0.021338 | 0.017456 | 0.0061634 | 3.0089e-07 | 3.0089e-07 | 3.0089e-07 | 0.051126 | 44 | 2.2496 | 0.021338
KY | hydrogen ct | Spring | 0.042168 | 0.042168 | 0.042168 | 0.042168 | 0.042168 | 0.042168 | 0.045215 | 0.045215 | 0.045215 | 0.045215 | 0.045928 | 0.055371 | 0.090381 | 0.16485 | 0.23905 | 0.31166 | 0.44007 | 0.68521 | 0.82412 | 0.60223 | 0.22633 | 0.095487 | 0.050293 | 0.048262 | 4.3131 | 89 | 383.8662 | 0.82412
KY | hydrogen ct | Summer | 0.0071337 | 0.0071337 | 0.0071337 | 0.0071337 | 0.0071337 | 0.0071337 | 0.0071337 | 0.0071337 | 0.0071337 | 0.0071337 | 0.0071337 | 0.0085243 | 0.010275 | 0.016391 | 0.025313 | 0.034305 | 0.049297 | 0.084319 | 0.14613 | 0.1057 | 0.030926 | 0.011194 | 0.0080092 | 0.0080092 | 0.61686 | 130 | 80.1918 | 0.14613
KY | hydrogen ct | Fall | 0.028332 | 0.028332 | 0.028332 | 0.028332 | 0.028332 | 0.028332 | 0.028332 | 0.028332 | 0.028332 | 0.028332 | 0.028332 | 0.036427 | 0.04914 | 0.11906 | 0.16573 | 0.19253 | 0.27974 | 0.37402 | 0.41477 | 0.24583 | 0.093381 | 0.037266 | 0.0067459 | 0.0040477 | 2.3303 | 67 | 156.1321 | 0.41477
KY | hydrogen ct | Summer Peak | 0.089674 | 0.089674 | 0.089674 | 0.089674 | 0.089674 | 0.089674 | 0.089674 | 0.089674 | 0.089674 | 0.089674 | 0.099874 | 0.13076 | 0.32929 | 0.45047 | 0.64916 | 0.90778 | 1 | 1 | 1 | 1 | 0.6349 | 0.199 | 0.12435 | 0.12435 | 8.5467 | 28 | 239.3069 | 1
KY | hydrogen ct | Winter Peak | 3.0089e-07 | 3.0089e-07 | 3.0089e-07 | 3.0089e-07 | 3.0089e-07 | 0.01626 | 0.048501 | 0.048501 | 3.0089e-07 | 3.0089e-07 | 3.0089e-07 | 3.0089e-07 | 3.0089e-07 | 3.0089e-07 | 3.0089e-07 | 3.0089e-07 | 3.0089e-07 | 3.0089e-07 | 3.0089e-07 | 3.0089e-07 | 3.0089e-07 | 3.0089e-07 | 3.0089e-07 | 3.0089e-07 | 0.11327 | 7 | 0.79288 | 0.048501
KY | lignite ccs | Winter | 0.8 | 0.8 | 0.8 | 0.8 | 0.8 | 0.8 | 0.8 | 0.8 | 0.8 | 0.8 | 0.8 | 0.8 | 0.8 | 0.8 | 0.8 | 0.8 | 0.8 | 0.8 | 0.8 | 0.8 | 0.8 | 0.8 | 0.8 | 0.8 | 19.2 | 44 | 844.8 | 0.8
KY | lignite ccs | Spring | 0.8 | 0.8 | 0.8 | 0.8 | 0.8 | 0.8 | 0.8 | 0.8 | 0.8 | 0.8 | 0.8 | 0.8 | 0.8 | 0.8 | 0.8 | 0.8 | 0.8 | 0.8 | 0.8 | 0.8 | 0.8 | 0.8 | 0.8 | 0.8 | 19.2 | 89 | 1708.8 | 0.8
KY | lignite ccs | Summer | 0.8 | 0.8 | 0.8 | 0.8 | 0.8 | 0.8 | 0.8 | 0.8 | 0.8 | 0.8 | 0.8 | 0.8 | 0.8 | 0.8 | 0.8 | 0.8 | 0.8 | 0.8 | 0.8 | 0.8 | 0.8 | 0.8 | 0.8 | 0.8 | 19.2 | 130 | 2496 | 0.8
KY | lignite ccs | Fall | 0.8 | 0.8 | 0.8 | 0.8 | 0.8 | 0.8 | 0.8 | 0.8 | 0.8 | 0.8 | 0.8 | 0.8 | 0.8 | 0.8 | 0.8 | 0.8 | 0.8 | 0.8 | 0.8 | 0.8 | 0.8 | 0.8 | 0.8 | 0.8 | 19.2 | 67 | 1286.4 | 0.8
KY | lignite ccs | Summer Peak | 0.8 | 0.8 | 0.8 | 0.8 | 0.8 | 0.8 | 0.8 | 0.8 | 0.8 | 0.8 | 0.8 | 0.8 | 0.8 | 0.8 | 0.8 | 0.8 | 0.8 | 0.8 | 0.8 | 0.8 | 0.8 | 0.8 | 0.8 | 0.8 | 19.2 | 28 | 537.6 | 0.8
KY | lignite ccs | Winter Peak | 0.8 | 0.8 | 0.8 | 0.8 | 0.8 | 0.8 | 0.8 | 0.8 | 0.8 | 0.8 | 0.8 | 0.8 | 0.8 | 0.8 | 0.8 | 0.8 | 0.8 | 0.8 | 0.8 | 0.8 | 0.8 | 0.8 | 0.8 | 0.8 | 19.2 | 7 | 134.4 | 0.8
KY | lignite | Winter | 0.638 | 0.638 | 0.638 | 0.638 | 0.638 | 0.638 | 0.638 | 0.638 | 0.638 | 0.638 | 0.638 | 0.638 | 0.638 | 0.638 | 0.638 | 0.638 | 0.638 | 0.638 | 0.638 | 0.638 | 0.638 | 0.638 | 0.638 | 0.638 | 15.312 | 44 | 673.728 | 0.638
KY | lignite | Spring | 0.638 | 0.638 | 0.638 | 0.638 | 0.638 | 0.638 | 0.638 | 0.638 | 0.638 | 0.638 | 0.638 | 0.638 | 0.638 | 0.638 | 0.638 | 0.638 | 0.638 | 0.638 | 0.638 | 0.638 | 0.638 | 0.638 | 0.638 | 0.638 | 15.312 | 89 | 1362.768 | 0.638
KY | lignite | Summer | 0.638 | 0.638 | 0.638 | 0.638 | 0.638 | 0.638 | 0.638 | 0.638 | 0.638 | 0.638 | 0.638 | 0.638 | 0.638 | 0.638 | 0.638 | 0.638 | 0.638 | 0.638 | 0.638 | 0.638 | 0.638 | 0.638 | 0.638 | 0.638 | 15.312 | 130 | 1990.56 | 0.638
KY | lignite | Fall | 0.638 | 0.638 | 0.638 | 0.638 | 0.638 | 0.638 | 0.638 | 0.638 | 0.638 | 0.638 | 0.638 | 0.638 | 0.638 | 0.638 | 0.638 | 0.638 | 0.638 | 0.638 | 0.638 | 0.638 | 0.638 | 0.638 | 0.638 | 0.638 | 15.312 | 67 | 1025.904 | 0.638
KY | lignite | Summer Peak | 0.638 | 0.638 | 0.638 | 0.638 | 0.638 | 0.638 | 0.638 | 0.638 | 0.638 | 0.638 | 0.638 | 0.638 | 0.638 | 0.638 | 0.638 | 0.638 | 0.638 | 0.638 | 0.638 | 0.638 | 0.638 | 0.638 | 0.638 | 0.638 | 15.312 | 28 | 428.736 | 0.638
KY | lignite | Winter Peak | 0.638 | 0.638 | 0.638 | 0.638 | 0.638 | 0.638 | 0.638 | 0.638 | 0.638 | 0.638 | 0.638 | 0.638 | 0.638 | 0.638 | 0.638 | 0.638 | 0.638 | 0.638 | 0.638 | 0.638 | 0.638 | 0.638 | 0.638 | 0.638 | 15.312 | 7 | 107.184 | 0.638
KY | municipal solid waste | Winter | 0.73505 | 0.73505 | 0.73505 | 0.73505 | 0.73505 | 0.73505 | 0.73505 | 0.73505 | 0.73505 | 0.73505 | 0.73505 | 0.73505 | 0.73505 | 0.73505 | 0.73505 | 0.73505 | 0.73505 | 0.73505 | 0.73505 | 0.73505 | 0.73505 | 0.73505 | 0.73505 | 0.73505 | 17.6413 | 44 | 776.2169 | 0.73505
KY | municipal solid waste | Spring | 0.73505 | 0.73505 | 0.73505 | 0.73505 | 0.73505 | 0.73505 | 0.73505 | 0.73505 | 0.73505 | 0.73505 | 0.73505 | 0.73505 | 0.73505 | 0.73505 | 0.73505 | 0.73505 | 0.73505 | 0.73505 | 0.73505 | 0.73505 | 0.73505 | 0.73505 | 0.73505 | 0.73505 | 17.6413 | 89 | 1570.0751 | 0.73505
KY | municipal solid waste | Summer | 0.7293 | 0.7293 | 0.7293 | 0.7293 | 0.7293 | 0.7293 | 0.7293 | 0.7293 | 0.7293 | 0.73505 | 0.73505 | 0.73505 | 0.73505 | 0.73505 | 0.73505 | 0.73505 | 0.73505 | 0.73505 | 0.73505 | 0.73505 | 0.73505 | 0.73505 | 0.73505 | 0.7293 | 17.5838 | 130 | 2285.888 | 0.73505
KY | municipal solid waste | Fall | 0.73505 | 0.73505 | 0.73505 | 0.73505 | 0.73505 | 0.73505 | 0.73505 | 0.73505 | 0.73505 | 0.73505 | 0.73505 | 0.73505 | 0.73505 | 0.73505 | 0.73505 | 0.73505 | 0.73505 | 0.73505 | 0.73505 | 0.73505 | 0.73505 | 0.73505 | 0.73505 | 0.73505 | 17.6413 | 67 | 1181.9667 | 0.73505
KY | municipal solid waste | Summer Peak | 0.73505 | 0.73505 | 0.73505 | 0.73505 | 0.73505 | 0.73505 | 0.73505 | 0.73505 | 0.73505 | 0.73505 | 0.73505 | 0.73505 | 0.73505 | 0.73505 | 0.73505 | 0.73505 | 0.73505 | 0.73505 | 0.73505 | 0.73505 | 0.73505 | 0.73505 | 0.73505 | 0.73505 | 17.6413 | 28 | 493.9562 | 0.73505
KY | municipal solid waste | Winter Peak | 0.73505 | 0.73505 | 0.73505 | 0.73505 | 0.73505 | 0.73505 | 0.73505 | 0.73505 | 0.73505 | 0.73505 | 0.73505 | 0.73505 | 0.73505 | 0.73505 | 0.73505 | 0.73505 | 0.73505 | 0.73505 | 0.73505 | 0.73505 | 0.73505 | 0.73505 | 0.73505 | 0.73505 | 17.6413 | 7 | 123.4891 | 0.73505
KY | natural gas peaker | Winter | 3.0089e-07 | 3.0089e-07 | 3.0089e-07 | 3.0089e-07 | 3.0089e-07 | 3.0089e-07 | 3.0089e-07 | 3.0089e-07 | 3.0089e-07 | 3.0089e-07 | 3.0089e-07 | 3.0089e-07 | 3.0089e-07 | 3.0089e-07 | 3.0089e-07 | 3.0089e-07 | 3.0089e-07 | 0.0061634 | 0.021338 | 0.017456 | 0.0061634 | 3.0089e-07 | 3.0089e-07 | 3.0089e-07 | 0.051126 | 44 | 2.2496 | 0.021338
KY | natural gas peaker | Spring | 0.042168 | 0.042168 | 0.042168 | 0.042168 | 0.042168 | 0.042168 | 0.045215 | 0.045215 | 0.045215 | 0.045215 | 0.045928 | 0.055371 | 0.090381 | 0.16485 | 0.23905 | 0.31166 | 0.44007 | 0.68521 | 0.82412 | 0.60223 | 0.22633 | 0.095487 | 0.050293 | 0.048262 | 4.3131 | 89 | 383.8662 | 0.82412
KY | natural gas peaker | Summer | 0.0071337 | 0.0071337 | 0.0071337 | 0.0071337 | 0.0071337 | 0.0071337 | 0.0071337 | 0.0071337 | 0.0071337 | 0.0071337 | 0.0071337 | 0.0085243 | 0.010275 | 0.016391 | 0.025313 | 0.034305 | 0.049297 | 0.084319 | 0.14613 | 0.1057 | 0.030926 | 0.011194 | 0.0080092 | 0.0080092 | 0.61686 | 130 | 80.1918 | 0.14613
KY | natural gas peaker | Fall | 0.028332 | 0.028332 | 0.028332 | 0.028332 | 0.028332 | 0.028332 | 0.028332 | 0.028332 | 0.028332 | 0.028332 | 0.028332 | 0.036427 | 0.04914 | 0.11906 | 0.16573 | 0.19253 | 0.27974 | 0.37402 | 0.41477 | 0.24583 | 0.093381 | 0.037266 | 0.0067459 | 0.0040477 | 2.3303 | 67 | 156.1321 | 0.41477
KY | natural gas peaker | Summer Peak | 0.089674 | 0.089674 | 0.089674 | 0.089674 | 0.089674 | 0.089674 | 0.089674 | 0.089674 | 0.089674 | 0.089674 | 0.099874 | 0.13076 | 0.32929 | 0.45047 | 0.64916 | 0.90778 | 1 | 1 | 1 | 1 | 0.6349 | 0.199 | 0.12435 | 0.12435 | 8.5467 | 28 | 239.3069 | 1
KY | natural gas peaker | Winter Peak | 3.0089e-07 | 3.0089e-07 | 3.0089e-07 | 3.0089e-07 | 3.0089e-07 | 0.01626 | 0.048501 | 0.048501 | 3.0089e-07 | 3.0089e-07 | 3.0089e-07 | 3.0089e-07 | 3.0089e-07 | 3.0089e-07 | 3.0089e-07 | 3.0089e-07 | 3.0089e-07 | 3.0089e-07 | 3.0089e-07 | 3.0089e-07 | 3.0089e-07 | 3.0089e-07 | 3.0089e-07 | 3.0089e-07 | 0.11327 | 7 | 0.79288 | 0.048501
KY | nuclear | Winter | 0.909 | 0.909 | 0.909 | 0.909 | 0.909 | 0.909 | 0.909 | 0.909 | 0.909 | 0.909 | 0.909 | 0.909 | 0.909 | 0.909 | 0.909 | 0.909 | 0.909 | 0.909 | 0.909 | 0.909 | 0.909 | 0.909 | 0.909 | 0.909 | 21.816 | 44 | 959.904 | 0.909
KY | nuclear | Spring | 0.909 | 0.909 | 0.909 | 0.909 | 0.909 | 0.909 | 0.909 | 0.909 | 0.909 | 0.909 | 0.909 | 0.909 | 0.909 | 0.909 | 0.909 | 0.909 | 0.909 | 0.909 | 0.909 | 0.909 | 0.909 | 0.909 | 0.909 | 0.909 | 21.816 | 89 | 1941.624 | 0.909
KY | nuclear | Summer | 0.909 | 0.909 | 0.909 | 0.909 | 0.909 | 0.909 | 0.909 | 0.909 | 0.909 | 0.909 | 0.909 | 0.909 | 0.909 | 0.909 | 0.909 | 0.909 | 0.909 | 0.909 | 0.909 | 0.909 | 0.909 | 0.909 | 0.909 | 0.909 | 21.816 | 130 | 2836.08 | 0.909
KY | nuclear | Fall | 0.909 | 0.909 | 0.909 | 0.909 | 0.909 | 0.909 | 0.909 | 0.909 | 0.909 | 0.909 | 0.909 | 0.909 | 0.909 | 0.909 | 0.909 | 0.909 | 0.909 | 0.909 | 0.909 | 0.909 | 0.909 | 0.909 | 0.909 | 0.909 | 21.816 | 67 | 1461.672 | 0.909
KY | nuclear | Summer Peak | 0.909 | 0.909 | 0.909 | 0.909 | 0.909 | 0.909 | 0.909 | 0.909 | 0.909 | 0.909 | 0.909 | 0.909 | 0.909 | 0.909 | 0.909 | 0.909 | 0.909 | 0.909 | 0.909 | 0.909 | 0.909 | 0.909 | 0.909 | 0.909 | 21.816 | 28 | 610.848 | 0.909
KY | nuclear | Winter Peak | 0.909 | 0.909 | 0.909 | 0.909 | 0.909 | 0.909 | 0.909 | 0.909 | 0.909 | 0.909 | 0.909 | 0.909 | 0.909 | 0.909 | 0.909 | 0.909 | 0.909 | 0.909 | 0.909 | 0.909 | 0.909 | 0.909 | 0.909 | 0.909 | 21.816 | 7 | 152.712 | 0.909
KY | offshore wind | Winter | 0.45723 | 0.4513 | 0.44758 | 0.44464 | 0.44468 | 0.44708 | 0.45453 | 0.45967 | 0.46095 | 0.44592 | 0.42559 | 0.4082 | 0.39776 | 0.39764 | 0.40141 | 0.41139 | 0.43246 | 0.45424 | 0.46323 | 0.47085 | 0.47159 | 0.47039 | 0.46621 | 0.4542 | 10.6388 | 44 | 468.1053 | 0.47159
KY | offshore wind | Spring | 0.44472 | 0.43504 | 0.43018 | 0.42314 | 0.4119 | 0.39669 | 0.38665 | 0.37127 | 0.3456 | 0.32681 | 0.31325 | 0.30347 | 0.30782 | 0.31905 | 0.3249 | 0.33608 | 0.35787 | 0.38535 | 0.40885 | 0.43556 | 0.4543 | 0.45487 | 0.45932 | 0.45564 | 9.2883 | 89 | 826.6589 | 0.45932
KY | offshore wind | Summer | 0.28391 | 0.28347 | 0.28938 | 0.2861 | 0.27953 | 0.26749 | 0.24964 | 0.22917 | 0.21013 | 0.19168 | 0.18544 | 0.18654 | 0.18019 | 0.17761 | 0.18511 | 0.19945 | 0.22124 | 0.23618 | 0.24932 | 0.27241 | 0.27159 | 0.27083 | 0.27657 | 0.28429 | 5.7673 | 130 | 749.7449 | 0.28938
KY | offshore wind | Fall | 0.39945 | 0.40031 | 0.39867 | 0.39313 | 0.39477 | 0.39571 | 0.40203 | 0.40656 | 0.40312 | 0.39165 | 0.37299 | 0.36042 | 0.35176 | 0.34653 | 0.3498 | 0.3612 | 0.374 | 0.39329 | 0.40898 | 0.43052 | 0.45652 | 0.45589 | 0.44863 | 0.43021 | 9.5262 | 67 | 638.2521 | 0.45652
KY | offshore wind | Summer Peak | 0.37333 | 0.42667 | 0.41143 | 0.37619 | 0.33619 | 0.34571 | 0.3381 | 0.30762 | 0.27714 | 0.24571 | 0.22286 | 0.1981 | 0.16667 | 0.17143 | 0.14286 | 0.12476 | 0.12381 | 0.10571 | 0.11333 | 0.14095 | 0.10857 | 0.11048 | 0.10762 | 0.12667 | 5.4019 | 28 | 151.2533 | 0.42667
KY | offshore wind | Winter Peak | 0.64286 | 0.68952 | 0.73619 | 0.77048 | 0.7819 | 0.7981 | 0.81333 | 0.82952 | 0.83048 | 0.80381 | 0.78381 | 0.76 | 0.73143 | 0.70381 | 0.68095 | 0.65524 | 0.64952 | 0.69429 | 0.7181 | 0.71143 | 0.6781 | 0.66286 | 0.65524 | 0.64667 | 17.4276 | 7 | 121.9933 | 0.83048
KY | onshore wind | Winter | 0.43628 | 0.43754 | 0.44095 | 0.44029 | 0.43947 | 0.43856 | 0.43715 | 0.43465 | 0.43016 | 0.42416 | 0.41248 | 0.4063 | 0.41037 | 0.41908 | 0.427 | 0.43318 | 0.43485 | 0.43134 | 0.43601 | 0.43922 | 0.44016 | 0.44081 | 0.44155 | 0.44208 | 10.3737 | 44 | 456.4406 | 0.44208
KY | onshore wind | Spring | 0.34802 | 0.34492 | 0.34402 | 0.34252 | 0.3421 | 0.33927 | 0.33735 | 0.33509 | 0.31794 | 0.30574 | 0.3108 | 0.32554 | 0.34063 | 0.35021 | 0.35891 | 0.36638 | 0.36628 | 0.36714 | 0.36689 | 0.35853 | 0.35006 | 0.34668 | 0.34454 | 0.34274 | 8.2523 | 89 | 734.4544 | 0.36714
KY | onshore wind | Summer | 0.27244 | 0.26476 | 0.25988 | 0.25384 | 0.24514 | 0.23837 | 0.23386 | 0.21529 | 0.17348 | 0.1624 | 0.16461 | 0.16661 | 0.1718 | 0.18404 | 0.20558 | 0.22998 | 0.24023 | 0.24188 | 0.24989 | 0.25741 | 0.26526 | 0.27733 | 0.28011 | 0.27759 | 5.5318 | 130 | 719.1282 | 0.28011
KY | onshore wind | Fall | 0.29935 | 0.29483 | 0.29516 | 0.296 | 0.29615 | 0.29642 | 0.29754 | 0.2967 | 0.28813 | 0.26005 | 0.24152 | 0.24294 | 0.25147 | 0.26483 | 0.27632 | 0.28573 | 0.29174 | 0.29417 | 0.29012 | 0.28963 | 0.29256 | 0.29449 | 0.29597 | 0.29898 | 6.8308 | 67 | 457.6635 | 0.29935
KY | onshore wind | Summer Peak | 0.21669 | 0.21925 | 0.22424 | 0.21904 | 0.22409 | 0.23173 | 0.24036 | 0.22676 | 0.17412 | 0.16824 | 0.17848 | 0.17686 | 0.17628 | 0.18406 | 0.21029 | 0.233 | 0.24182 | 0.244 | 0.25911 | 0.26078 | 0.26259 | 0.27591 | 0.26296 | 0.25866 | 5.3693 | 28 | 150.3408 | 0.27591
KY | onshore wind | Winter Peak | 0.37926 | 0.38718 | 0.4022 | 0.41175 | 0.41871 | 0.42577 | 0.42831 | 0.42913 | 0.4302 | 0.42253 | 0.40881 | 0.40655 | 0.4059 | 0.40435 | 0.4074 | 0.41285 | 0.41941 | 0.42868 | 0.44595 | 0.45666 | 0.45225 | 0.44375 | 0.43169 | 0.41966 | 10.0789 | 7 | 70.5526 | 0.45666
KY | petroleum | Winter | 3.0089e-07 | 3.0089e-07 | 3.0089e-07 | 3.0089e-07 | 3.0089e-07 | 3.0089e-07 | 3.0089e-07 | 3.0089e-07 | 3.0089e-07 | 3.0089e-07 | 3.0089e-07 | 3.0089e-07 | 3.0089e-07 | 3.0089e-07 | 3.0089e-07 | 3.0089e-07 | 3.0089e-07 | 0.0061634 | 0.021338 | 0.017456 | 0.0061634 | 3.0089e-07 | 3.0089e-07 | 3.0089e-07 | 0.051126 | 44 | 2.2496 | 0.021338
KY | petroleum | Spring | 0.042168 | 0.042168 | 0.042168 | 0.042168 | 0.042168 | 0.042168 | 0.045215 | 0.045215 | 0.045215 | 0.045215 | 0.045928 | 0.055371 | 0.090381 | 0.16485 | 0.23905 | 0.31166 | 0.44007 | 0.68521 | 0.82412 | 0.60223 | 0.22633 | 0.095487 | 0.050293 | 0.048262 | 4.3131 | 89 | 383.8662 | 0.82412
KY | petroleum | Summer | 0.0071337 | 0.0071337 | 0.0071337 | 0.0071337 | 0.0071337 | 0.0071337 | 0.0071337 | 0.0071337 | 0.0071337 | 0.0071337 | 0.0071337 | 0.0085243 | 0.010275 | 0.016391 | 0.025313 | 0.034305 | 0.049297 | 0.084319 | 0.14613 | 0.1057 | 0.030926 | 0.011194 | 0.0080092 | 0.0080092 | 0.61686 | 130 | 80.1918 | 0.14613
KY | petroleum | Fall | 0.028332 | 0.028332 | 0.028332 | 0.028332 | 0.028332 | 0.028332 | 0.028332 | 0.028332 | 0.028332 | 0.028332 | 0.028332 | 0.036427 | 0.04914 | 0.11906 | 0.16573 | 0.19253 | 0.27974 | 0.37402 | 0.41477 | 0.24583 | 0.093381 | 0.037266 | 0.0067459 | 0.0040477 | 2.3303 | 67 | 156.1321 | 0.41477
KY | petroleum | Summer Peak | 0.089674 | 0.089674 | 0.089674 | 0.089674 | 0.089674 | 0.089674 | 0.089674 | 0.089674 | 0.089674 | 0.089674 | 0.099874 | 0.13076 | 0.32929 | 0.45047 | 0.64916 | 0.90778 | 1 | 1 | 1 | 1 | 0.6349 | 0.199 | 0.12435 | 0.12435 | 8.5467 | 28 | 239.3069 | 1
KY | petroleum | Winter Peak | 3.0089e-07 | 3.0089e-07 | 3.0089e-07 | 3.0089e-07 | 3.0089e-07 | 0.01626 | 0.048501 | 0.048501 | 3.0089e-07 | 3.0089e-07 | 3.0089e-07 | 3.0089e-07 | 3.0089e-07 | 3.0089e-07 | 3.0089e-07 | 3.0089e-07 | 3.0089e-07 | 3.0089e-07 | 3.0089e-07 | 3.0089e-07 | 3.0089e-07 | 3.0089e-07 | 3.0089e-07 | 3.0089e-07 | 0.11327 | 7 | 0.79288 | 0.048501
KY | pumped hydro | Winter | 0.050786 | 0.031782 | 0.011015 | 0.0036035 | 0.0015851 | 0.005556 | 0.040084 | 0.033931 | 0.015151 | 0.0089085 | 0.0017651 | 0.0025064 | 0.0017282 | 0.0011129 | 0.0006206 | 0.00067935 | 0.0057153 | 0.12696 | 0.27549 | 0.26941 | 0.19322 | 0.12361 | 0.087958 | 0.059443 | 1.3526 | 44 | 59.5154 | 0.27549
KY | pumped hydro | Spring | 0.13406 | 0.089046 | 0.043601 | 0.027674 | 0.022308 | 0.021574 | 0.03002 | 0.021769 | 0.01624 | 0.0019417 | 0.0019339 | 0.0016268 | 0.0017358 | 0.0033852 | 0.0067275 | 0.010701 | 0.041979 | 0.14699 | 0.34078 | 0.37694 | 0.3594 | 0.20445 | 0.15713 | 0.1425 | 2.2045 | 89 | 196.2013 | 0.37694
KY | pumped hydro | Summer | 0.088023 | 0.039339 | 0.016514 | 0.0093124 | 0.0054294 | 0.0038308 | 0.0031176 | 0.0012654 | 0.00015248 | 2.3472e-05 | 0.00083549 | 0.022595 | 0.10315 | 0.18902 | 0.2678 | 0.35551 | 0.45477 | 0.53128 | 0.58425 | 0.58312 | 0.54844 | 0.32976 | 0.16117 | 0.12689 | 4.4256 | 130 | 575.3282 | 0.58425
KY | pumped hydro | Fall | 0.087977 | 0.062359 | 0.024155 | 0.0062008 | 0.0025893 | 0.0017164 | 0.0023704 | 0.0063496 | 0.0078345 | 0.00033795 | 0.00071655 | 0.00089718 | 0.0046131 | 0.012083 | 0.021131 | 0.03584 | 0.098139 | 0.31041 | 0.39754 | 0.41951 | 0.24537 | 0.15513 | 0.1382 | 0.11573 | 2.1572 | 67 | 144.5325 | 0.41951
KY | pumped hydro | Summer Peak | 0.13154 | 0.040447 | 0 | 0 | 0 | 0 | 0 | 0 | 0 | 0.00043189 | 0.0018473 | 0.083516 | 0.34412 | 0.45311 | 0.54917 | 0.60615 | 0.63472 | 0.64234 | 0.639 | 0.63262 | 0.72697 | 0.67088 | 0.19429 | 0.14993 | 6.5011 | 28 | 182.0301 | 0.72697
KY | pumped hydro | Winter Peak | 0.0047638 | 0.0026573 | 0.0018473 | 0.0018473 | 0 | 0.094888 | 0.19155 | 0.14615 | 0.0043146 | 0.012964 | 0.003345 | 0.0052486 | 0.0036945 | 0 | 0 | 0 | 0.0048896 | 0.20752 | 0.3746 | 0.38504 | 0.33367 | 0.19894 | 0.069298 | 0.020111 | 2.0674 | 7 | 14.4715 | 0.38504
KY | smr | Winter | 0.9 | 0.9 | 0.9 | 0.9 | 0.9 | 0.9 | 0.9 | 0.9 | 0.9 | 0.9 | 0.9 | 0.9 | 0.9 | 0.9 | 0.9 | 0.9 | 0.9 | 0.9 | 0.9 | 0.9 | 0.9 | 0.9 | 0.9 | 0.9 | 21.6 | 44 | 950.4 | 0.9
KY | smr | Spring | 0.9 | 0.9 | 0.9 | 0.9 | 0.9 | 0.9 | 0.9 | 0.9 | 0.9 | 0.9 | 0.9 | 0.9 | 0.9 | 0.9 | 0.9 | 0.9 | 0.9 | 0.9 | 0.9 | 0.9 | 0.9 | 0.9 | 0.9 | 0.9 | 21.6 | 89 | 1922.4 | 0.9
KY | smr | Summer | 0.9 | 0.9 | 0.9 | 0.9 | 0.9 | 0.9 | 0.9 | 0.9 | 0.9 | 0.9 | 0.9 | 0.9 | 0.9 | 0.9 | 0.9 | 0.9 | 0.9 | 0.9 | 0.9 | 0.9 | 0.9 | 0.9 | 0.9 | 0.9 | 21.6 | 130 | 2808 | 0.9
KY | smr | Fall | 0.9 | 0.9 | 0.9 | 0.9 | 0.9 | 0.9 | 0.9 | 0.9 | 0.9 | 0.9 | 0.9 | 0.9 | 0.9 | 0.9 | 0.9 | 0.9 | 0.9 | 0.9 | 0.9 | 0.9 | 0.9 | 0.9 | 0.9 | 0.9 | 21.6 | 67 | 1447.2 | 0.9
KY | smr | Summer Peak | 0.9 | 0.9 | 0.9 | 0.9 | 0.9 | 0.9 | 0.9 | 0.9 | 0.9 | 0.9 | 0.9 | 0.9 | 0.9 | 0.9 | 0.9 | 0.9 | 0.9 | 0.9 | 0.9 | 0.9 | 0.9 | 0.9 | 0.9 | 0.9 | 21.6 | 28 | 604.8 | 0.9
KY | smr | Winter Peak | 0.9 | 0.9 | 0.9 | 0.9 | 0.9 | 0.9 | 0.9 | 0.9 | 0.9 | 0.9 | 0.9 | 0.9 | 0.9 | 0.9 | 0.9 | 0.9 | 0.9 | 0.9 | 0.9 | 0.9 | 0.9 | 0.9 | 0.9 | 0.9 | 21.6 | 7 | 151.2 | 0.9
KY | solar pv dist | Winter | 0 | 0 | 0 | 0 | 0 | 0 | 0.0016577 | 0.060461 | 0.22025 | 0.29397 | 0.30226 | 0.30492 | 0.30605 | 0.3625 | 0.41864 | 0.33153 | 0.13161 | 0.011385 | 0 | 0 | 0 | 0 | 0 | 0 | 2.7452 | 44 | 120.7908 | 0.41864
KY | solar pv dist | Spring | 0 | 0 | 0 | 0 | 0 | 0.0038172 | 0.086114 | 0.26326 | 0.37029 | 0.40348 | 0.41429 | 0.41148 | 0.40512 | 0.44944 | 0.45977 | 0.41019 | 0.29949 | 0.16168 | 0.043715 | 4.3132e-05 | 0 | 0 | 0 | 0 | 4.1822 | 89 | 372.2131 | 0.45977
KY | solar pv dist | Summer | 0 | 0 | 0 | 0 | 0 | 0.0019489 | 0.081943 | 0.2904 | 0.40063 | 0.43769 | 0.43505 | 0.42819 | 0.42988 | 0.47877 | 0.49677 | 0.42572 | 0.27867 | 0.13408 | 0.033279 | 0 | 0 | 0 | 0 | 0 | 4.353 | 130 | 565.8925 | 0.49677
KY | solar pv dist | Fall | 0 | 0 | 0 | 0 | 0 | 0.0023777 | 0.081416 | 0.27075 | 0.3746 | 0.42132 | 0.4261 | 0.41717 | 0.41155 | 0.45266 | 0.46409 | 0.39634 | 0.25949 | 0.12966 | 0.037786 | 2.8648e-05 | 0 | 0 | 0 | 0 | 4.1453 | 67 | 277.737 | 0.46409
KY | solar pv dist | Summer Peak | 0 | 0 | 0 | 0 | 0 | 0.0080888 | 0.14635 | 0.35742 | 0.40506 | 0.42226 | 0.42987 | 0.42864 | 0.43337 | 0.4782 | 0.46545 | 0.44194 | 0.37736 | 0.23012 | 0.084179 | 6.8549e-05 | 0 | 0 | 0 | 0 | 4.7084 | 28 | 131.8349 | 0.4782
KY | solar pv dist | Winter Peak | 0 | 0 | 0 | 0 | 0 | 0 | 0 | 0.030984 | 0.15328 | 0.23828 | 0.25336 | 0.27639 | 0.30107 | 0.38881 | 0.45489 | 0.29092 | 0.077324 | 0 | 0 | 0 | 0 | 0 | 0 | 0 | 2.4653 | 7 | 17.2572 | 0.45489
KY | solar pv | Winter | 0 | 0 | 0 | 0 | 0 | 0 | 5.4357e-05 | 0.013413 | 0.11712 | 0.18166 | 0.1902 | 0.19257 | 0.19277 | 0.19996 | 0.20403 | 0.18244 | 0.084066 | 0.0072458 | 0 | 0 | 0 | 0 | 0 | 0 | 1.5655 | 44 | 68.8828 | 0.20403
KY | solar pv | Spring | 0 | 0 | 0 | 0 | 2.6873e-06 | 0.012086 | 0.083034 | 0.17831 | 0.26616 | 0.30037 | 0.30322 | 0.29869 | 0.29646 | 0.29669 | 0.28589 | 0.26459 | 0.20965 | 0.12136 | 0.031911 | 0 | 0 | 0 | 0 | 0 | 2.9484 | 89 | 262.4089 | 0.30322
KY | solar pv | Summer | 0 | 0 | 0 | 0 | 0 | 0.0084639 | 0.069894 | 0.18379 | 0.2764 | 0.30596 | 0.30797 | 0.30344 | 0.30441 | 0.30847 | 0.30138 | 0.27822 | 0.20378 | 0.099102 | 0.018472 | 0 | 0 | 0 | 0 | 0 | 2.9698 | 130 | 386.0677 | 0.30847
KY | solar pv | Fall | 0 | 0 | 0 | 0 | 3.5697e-06 | 0.0091474 | 0.069074 | 0.17855 | 0.26834 | 0.29748 | 0.30083 | 0.29856 | 0.29711 | 0.29883 | 0.29298 | 0.26641 | 0.19479 | 0.10021 | 0.025197 | 0 | 0 | 0 | 0 | 0 | 2.8975 | 67 | 194.1322 | 0.30083
KY | solar pv | Summer Peak | 0 | 0 | 0 | 0 | 0 | 0.020402 | 0.15206 | 0.27765 | 0.32957 | 0.34793 | 0.35546 | 0.35617 | 0.35647 | 0.35723 | 0.34991 | 0.33934 | 0.30459 | 0.22134 | 0.074212 | 0 | 0 | 0 | 0 | 0 | 3.8423 | 28 | 107.5848 | 0.35723
KY | solar pv | Winter Peak | 0 | 0 | 0 | 0 | 0 | 0 | 0 | 0.00061501 | 0.088852 | 0.14463 | 0.1425 | 0.1529 | 0.16783 | 0.18857 | 0.20909 | 0.17437 | 0.066011 | 0 | 0 | 0 | 0 | 0 | 0 | 0 | 1.3354 | 7 | 9.3475 | 0.20909
KY | solar thermal | Winter | 0 | 0 | 0 | 0 | 0 | 0 | 0 | 0 | 0 | 0.08597 | 0.37963 | 0.49887 | 0.49723 | 0.48344 | 0.47116 | 0.48279 | 0.49202 | 0.44649 | 0.21282 | 0.015243 | 0 | 0 | 0 | 0 | 4.0657 | 44 | 178.8893 | 0.49887
KY | solar thermal | Spring | 0 | 0 | 0 | 0 | 0 | 0 | 0 | 0.0076376 | 0.18687 | 0.48014 | 0.63047 | 0.67382 | 0.67706 | 0.67418 | 0.66674 | 0.6665 | 0.66683 | 0.64842 | 0.56803 | 0.30656 | 0.039289 | 0 | 0 | 0 | 6.8926 | 89 | 613.4381 | 0.67706
KY | solar thermal | Summer | 0 | 0 | 0 | 0 | 0 | 0 | 0 | 0.024165 | 0.27576 | 0.51489 | 0.59949 | 0.63012 | 0.63917 | 0.63842 | 0.63267 | 0.62353 | 0.61338 | 0.59439 | 0.54207 | 0.40006 | 0.11962 | 2.6056e-06 | 0 | 0 | 6.8477 | 130 | 890.204 | 0.63917
KY | solar thermal | Fall | 0 | 0 | 0 | 0 | 0 | 0 | 0 | 0 | 0.054994 | 0.36422 | 0.55217 | 0.58569 | 0.57826 | 0.56812 | 0.56341 | 0.56827 | 0.56955 | 0.52878 | 0.35579 | 0.077412 | 3.2207e-05 | 0 | 0 | 0 | 5.3667 | 67 | 359.5685 | 0.58569
KY | solar thermal | Summer Peak | 0 | 0 | 0 | 0 | 0 | 0 | 0 | 0.027732 | 0.38084 | 0.62249 | 0.69231 | 0.71807 | 0.7248 | 0.72465 | 0.72329 | 0.72571 | 0.72389 | 0.71218 | 0.67311 | 0.55977 | 0.22117 | 0 | 0 | 0 | 8.23 | 28 | 230.4404 | 0.72571
KY | solar thermal | Winter Peak | 0 | 0 | 0 | 0 | 0 | 0 | 0 | 0 | 0 | 0.0026447 | 0.27588 | 0.35613 | 0.39021 | 0.41121 | 0.42512 | 0.48557 | 0.52766 | 0.49305 | 0.19344 | 0 | 0 | 0 | 0 | 0 | 3.5609 | 7 | 24.9263 | 0.52766
KY | natural gas steam turbine | Winter | 0.2924 | 0.2924 | 0.2924 | 0.2924 | 0.2924 | 0.2924 | 0.2924 | 0.2924 | 0.2924 | 0.2924 | 0.2924 | 0.2924 | 0.2924 | 0.2924 | 0.2924 | 0.2924 | 0.2924 | 0.2924 | 0.2924 | 0.2924 | 0.2924 | 0.2924 | 0.2924 | 0.2924 | 7.0176 | 44 | 308.7744 | 0.2924
KY | natural gas steam turbine | Spring | 0.2924 | 0.2924 | 0.2924 | 0.2924 | 0.2924 | 0.2924 | 0.2924 | 0.2924 | 0.2924 | 0.2924 | 0.2924 | 0.2924 | 0.2924 | 0.2924 | 0.2924 | 0.2924 | 0.2924 | 0.2924 | 0.2924 | 0.2924 | 0.2924 | 0.2924 | 0.2924 | 0.2924 | 7.0176 | 89 | 624.5664 | 0.2924
KY | natural gas steam turbine | Summer | 0.2924 | 0.2924 | 0.2924 | 0.2924 | 0.2924 | 0.2924 | 0.2924 | 0.2924 | 0.2924 | 0.2924 | 0.2924 | 0.2924 | 0.2924 | 0.2924 | 0.2924 | 0.2924 | 0.2924 | 0.2924 | 0.2924 | 0.2924 | 0.2924 | 0.2924 | 0.2924 | 0.2924 | 7.0176 | 130 | 912.288 | 0.2924
KY | natural gas steam turbine | Fall | 0.2924 | 0.2924 | 0.2924 | 0.2924 | 0.2924 | 0.2924 | 0.2924 | 0.2924 | 0.2924 | 0.2924 | 0.2924 | 0.2924 | 0.2924 | 0.2924 | 0.2924 | 0.2924 | 0.2924 | 0.2924 | 0.2924 | 0.2924 | 0.2924 | 0.2924 | 0.2924 | 0.2924 | 7.0176 | 67 | 470.1792 | 0.2924
KY | natural gas steam turbine | Summer Peak | 0.2924 | 0.2924 | 0.2924 | 0.2924 | 0.2924 | 0.2924 | 0.2924 | 0.2924 | 0.2924 | 0.2924 | 0.2924 | 0.2924 | 0.2924 | 0.2924 | 0.2924 | 0.2924 | 0.2924 | 0.2924 | 0.2924 | 0.2924 | 0.2924 | 0.2924 | 0.2924 | 0.2924 | 7.0176 | 28 | 196.4928 | 0.2924
KY | natural gas steam turbine | Winter Peak | 0.2924 | 0.2924 | 0.2924 | 0.2924 | 0.2924 | 0.2924 | 0.2924 | 0.2924 | 0.2924 | 0.2924 | 0.2924 | 0.2924 | 0.2924 | 0.2924 | 0.2924 | 0.2924 | 0.2924 | 0.2924 | 0.2924 | 0.2924 | 0.2924 | 0.2924 | 0.2924 | 0.2924 | 7.0176 | 7 | 49.1232 | 0.2924
LA | biomass ccs | Winter | 0.8 | 0.8 | 0.8 | 0.8 | 0.8 | 0.8 | 0.8 | 0.8 | 0.8 | 0.8 | 0.8 | 0.8 | 0.8 | 0.8 | 0.8 | 0.8 | 0.8 | 0.8 | 0.8 | 0.8 | 0.8 | 0.8 | 0.8 | 0.8 | 19.2 | 111 | 2131.2 | 0.8
LA | biomass ccs | Spring | 0.8 | 0.8 | 0.8 | 0.8 | 0.8 | 0.8 | 0.8 | 0.8 | 0.8 | 0.8 | 0.8 | 0.8 | 0.8 | 0.8 | 0.8 | 0.8 | 0.8 | 0.8 | 0.8 | 0.8 | 0.8 | 0.8 | 0.8 | 0.8 | 19.2 | 70 | 1344 | 0.8
LA | biomass ccs | Summer | 0.8 | 0.8 | 0.8 | 0.8 | 0.8 | 0.8 | 0.8 | 0.8 | 0.8 | 0.8 | 0.8 | 0.8 | 0.8 | 0.8 | 0.8 | 0.8 | 0.8 | 0.8 | 0.8 | 0.8 | 0.8 | 0.8 | 0.8 | 0.8 | 19.2 | 68 | 1305.6 | 0.8
LA | biomass ccs | Fall | 0.8 | 0.8 | 0.8 | 0.8 | 0.8 | 0.8 | 0.8 | 0.8 | 0.8 | 0.8 | 0.8 | 0.8 | 0.8 | 0.8 | 0.8 | 0.8 | 0.8 | 0.8 | 0.8 | 0.8 | 0.8 | 0.8 | 0.8 | 0.8 | 19.2 | 88 | 1689.6 | 0.8
LA | biomass ccs | Summer Peak | 0.8 | 0.8 | 0.8 | 0.8 | 0.8 | 0.8 | 0.8 | 0.8 | 0.8 | 0.8 | 0.8 | 0.8 | 0.8 | 0.8 | 0.8 | 0.8 | 0.8 | 0.8 | 0.8 | 0.8 | 0.8 | 0.8 | 0.8 | 0.8 | 19.2 | 12 | 230.4 | 0.8
LA | biomass ccs | Winter Peak | 0.8 | 0.8 | 0.8 | 0.8 | 0.8 | 0.8 | 0.8 | 0.8 | 0.8 | 0.8 | 0.8 | 0.8 | 0.8 | 0.8 | 0.8 | 0.8 | 0.8 | 0.8 | 0.8 | 0.8 | 0.8 | 0.8 | 0.8 | 0.8 | 19.2 | 16 | 307.2 | 0.8
LA | biomass | Winter | 0.5102 | 0.5102 | 0.5102 | 0.5102 | 0.5102 | 0.5102 | 0.5102 | 0.5102 | 0.5102 | 0.5102 | 0.5102 | 0.5102 | 0.5102 | 0.5102 | 0.5102 | 0.5102 | 0.5102 | 0.5102 | 0.5102 | 0.5102 | 0.5102 | 0.5102 | 0.5102 | 0.5102 | 12.2448 | 111 | 1359.1728 | 0.5102
LA | biomass | Spring | 0.5102 | 0.5102 | 0.5102 | 0.5102 | 0.5102 | 0.5102 | 0.5102 | 0.5102 | 0.5102 | 0.5102 | 0.5102 | 0.5102 | 0.5102 | 0.5102 | 0.5102 | 0.5102 | 0.5102 | 0.5102 | 0.5102 | 0.5102 | 0.5102 | 0.5102 | 0.5102 | 0.5102 | 12.2448 | 70 | 857.136 | 0.5102
LA | biomass | Summer | 0.5102 | 0.5102 | 0.5102 | 0.5102 | 0.5102 | 0.5102 | 0.5102 | 0.5102 | 0.5102 | 0.5102 | 0.5102 | 0.5102 | 0.5102 | 0.5102 | 0.5102 | 0.5102 | 0.5102 | 0.5102 | 0.5102 | 0.5102 | 0.5102 | 0.5102 | 0.5102 | 0.5102 | 12.2448 | 68 | 832.6464 | 0.5102
LA | biomass | Fall | 0.5102 | 0.5102 | 0.5102 | 0.5102 | 0.5102 | 0.5102 | 0.5102 | 0.5102 | 0.5102 | 0.5102 | 0.5102 | 0.5102 | 0.5102 | 0.5102 | 0.5102 | 0.5102 | 0.5102 | 0.5102 | 0.5102 | 0.5102 | 0.5102 | 0.5102 | 0.5102 | 0.5102 | 12.2448 | 88 | 1077.5424 | 0.5102
LA | biomass | Summer Peak | 0.5102 | 0.5102 | 0.5102 | 0.5102 | 0.5102 | 0.5102 | 0.5102 | 0.5102 | 0.5102 | 0.5102 | 0.5102 | 0.5102 | 0.5102 | 0.5102 | 0.5102 | 0.5102 | 0.5102 | 0.5102 | 0.5102 | 0.5102 | 0.5102 | 0.5102 | 0.5102 | 0.5102 | 12.2448 | 12 | 146.9376 | 0.5102
LA | biomass | Winter Peak | 0.5102 | 0.5102 | 0.5102 | 0.5102 | 0.5102 | 0.5102 | 0.5102 | 0.5102 | 0.5102 | 0.5102 | 0.5102 | 0.5102 | 0.5102 | 0.5102 | 0.5102 | 0.5102 | 0.5102 | 0.5102 | 0.5102 | 0.5102 | 0.5102 | 0.5102 | 0.5102 | 0.5102 | 12.2448 | 16 | 195.9168 | 0.5102
LA | natural gas combined cycle ccs | Winter | 0.8 | 0.8 | 0.8 | 0.8 | 0.8 | 0.8 | 0.8 | 0.8 | 0.8 | 0.8 | 0.8 | 0.8 | 0.8 | 0.8 | 0.8 | 0.8 | 0.8 | 0.8 | 0.8 | 0.8 | 0.8 | 0.8 | 0.8 | 0.8 | 19.2 | 111 | 2131.2 | 0.8
LA | natural gas combined cycle ccs | Spring | 0.8 | 0.8 | 0.8 | 0.8 | 0.8 | 0.8 | 0.8 | 0.8 | 0.8 | 0.8 | 0.8 | 0.8 | 0.8 | 0.8 | 0.8 | 0.8 | 0.8 | 0.8 | 0.8 | 0.8 | 0.8 | 0.8 | 0.8 | 0.8 | 19.2 | 70 | 1344 | 0.8
LA | natural gas combined cycle ccs | Summer | 0.8 | 0.8 | 0.8 | 0.8 | 0.8 | 0.8 | 0.8 | 0.8 | 0.8 | 0.8 | 0.8 | 0.8 | 0.8 | 0.8 | 0.8 | 0.8 | 0.8 | 0.8 | 0.8 | 0.8 | 0.8 | 0.8 | 0.8 | 0.8 | 19.2 | 68 | 1305.6 | 0.8
LA | natural gas combined cycle ccs | Fall | 0.8 | 0.8 | 0.8 | 0.8 | 0.8 | 0.8 | 0.8 | 0.8 | 0.8 | 0.8 | 0.8 | 0.8 | 0.8 | 0.8 | 0.8 | 0.8 | 0.8 | 0.8 | 0.8 | 0.8 | 0.8 | 0.8 | 0.8 | 0.8 | 19.2 | 88 | 1689.6 | 0.8
LA | natural gas combined cycle ccs | Summer Peak | 0.8 | 0.8 | 0.8 | 0.8 | 0.8 | 0.8 | 0.8 | 0.8 | 0.8 | 0.8 | 0.8 | 0.8 | 0.8 | 0.8 | 0.8 | 0.8 | 0.8 | 0.8 | 0.8 | 0.8 | 0.8 | 0.8 | 0.8 | 0.8 | 19.2 | 12 | 230.4 | 0.8
LA | natural gas combined cycle ccs | Winter Peak | 0.8 | 0.8 | 0.8 | 0.8 | 0.8 | 0.8 | 0.8 | 0.8 | 0.8 | 0.8 | 0.8 | 0.8 | 0.8 | 0.8 | 0.8 | 0.8 | 0.8 | 0.8 | 0.8 | 0.8 | 0.8 | 0.8 | 0.8 | 0.8 | 19.2 | 16 | 307.2 | 0.8
LA | natural gas combined cycle | Winter | 0.60004 | 0.59455 | 0.59375 | 0.60204 | 0.62115 | 0.62588 | 0.62325 | 0.625 | 0.62888 | 0.63676 | 0.63969 | 0.64095 | 0.63931 | 0.63698 | 0.64334 | 0.66316 | 0.68404 | 0.69033 | 0.69302 | 0.68874 | 0.68009 | 0.66437 | 0.63628 | 0.61472 | 15.3663 | 111 | 1705.662 | 0.69302
LA | natural gas combined cycle | Spring | 0.54274 | 0.53624 | 0.53481 | 0.54634 | 0.57147 | 0.58377 | 0.58251 | 0.57026 | 0.5762 | 0.57563 | 0.57568 | 0.57284 | 0.57105 | 0.56972 | 0.57527 | 0.59364 | 0.62099 | 0.62698 | 0.62928 | 0.6245 | 0.61649 | 0.59901 | 0.57772 | 0.55164 | 13.9248 | 70 | 974.7355 | 0.62928
LA | natural gas combined cycle | Summer | 0.46242 | 0.4552 | 0.45639 | 0.4719 | 0.50077 | 0.53681 | 0.52555 | 0.51048 | 0.50846 | 0.51375 | 0.51438 | 0.51547 | 0.51378 | 0.51137 | 0.52044 | 0.54776 | 0.58054 | 0.59367 | 0.59833 | 0.59196 | 0.57435 | 0.54586 | 0.51897 | 0.49095 | 12.5596 | 68 | 854.0504 | 0.59833
LA | natural gas combined cycle | Fall | 0.69425 | 0.68472 | 0.68047 | 0.68533 | 0.69764 | 0.67174 | 0.67848 | 0.70756 | 0.72501 | 0.73658 | 0.74318 | 0.7452 | 0.74539 | 0.74627 | 0.7464 | 0.74666 | 0.7477 | 0.74788 | 0.74782 | 0.74741 | 0.74691 | 0.74394 | 0.72914 | 0.71313 | 17.3588 | 88 | 1527.5721 | 0.74788
LA | natural gas combined cycle | Summer Peak | 0.67227 | 0.65457 | 0.64642 | 0.65395 | 0.65665 | 0.64369 | 0.66249 | 0.69267 | 0.71378 | 0.72887 | 0.74163 | 0.74204 | 0.74282 | 0.748 | 0.7483 | 0.7483 | 0.7483 | 0.74849 | 0.74849 | 0.7483 | 0.74752 | 0.74009 | 0.7161 | 0.69844 | 17.0922 | 12 | 205.1062 | 0.74849
LA | natural gas combined cycle | Winter Peak | 0.36789 | 0.35542 | 0.36219 | 0.3858 | 0.41823 | 0.45341 | 0.46328 | 0.46076 | 0.42306 | 0.40729 | 0.40134 | 0.39804 | 0.38991 | 0.3819 | 0.38626 | 0.44725 | 0.49426 | 0.50219 | 0.50926 | 0.50179 | 0.4931 | 0.47302 | 0.42637 | 0.40735 | 10.3094 | 16 | 164.9499 | 0.50926
LA | crude oil | Winter | 0.3087 | 0.3087 | 0.3087 | 0.3087 | 0.3087 | 0.3087 | 0.3087 | 0.3087 | 0.3087 | 0.3087 | 0.3087 | 0.3087 | 0.3087 | 0.3087 | 0.3087 | 0.3087 | 0.3087 | 0.3087 | 0.3087 | 0.3087 | 0.3087 | 0.3087 | 0.3087 | 0.3087 | 7.4088 | 111 | 822.3768 | 0.3087
LA | crude oil | Spring | 0.3087 | 0.3087 | 0.3087 | 0.3087 | 0.3087 | 0.3087 | 0.3087 | 0.3087 | 0.3087 | 0.3087 | 0.3087 | 0.3087 | 0.3087 | 0.3087 | 0.3087 | 0.3087 | 0.3087 | 0.3087 | 0.3087 | 0.3087 | 0.3087 | 0.3087 | 0.3087 | 0.3087 | 7.4088 | 70 | 518.616 | 0.3087
LA | crude oil | Summer | 0.3087 | 0.3087 | 0.3087 | 0.3087 | 0.3087 | 0.3087 | 0.3087 | 0.3087 | 0.3087 | 0.3087 | 0.3087 | 0.3087 | 0.3087 | 0.3087 | 0.3087 | 0.3087 | 0.3087 | 0.3087 | 0.3087 | 0.3087 | 0.3087 | 0.3087 | 0.3087 | 0.3087 | 7.4088 | 68 | 503.7984 | 0.3087
LA | crude oil | Fall | 0.3087 | 0.3087 | 0.3087 | 0.3087 | 0.3087 | 0.3087 | 0.3087 | 0.3087 | 0.3087 | 0.3087 | 0.3087 | 0.3087 | 0.3087 | 0.3087 | 0.3087 | 0.3087 | 0.3087 | 0.3087 | 0.3087 | 0.3087 | 0.3087 | 0.3087 | 0.3087 | 0.3087 | 7.4088 | 88 | 651.9744 | 0.3087
LA | crude oil | Summer Peak | 0.3087 | 0.3087 | 0.3087 | 0.3087 | 0.3087 | 0.3087 | 0.3087 | 0.3087 | 0.3087 | 0.3087 | 0.3087 | 0.3087 | 0.3087 | 0.3087 | 0.3087 | 0.3087 | 0.3087 | 0.3087 | 0.3087 | 0.3087 | 0.3087 | 0.3087 | 0.3087 | 0.3087 | 7.4088 | 12 | 88.9056 | 0.3087
LA | crude oil | Winter Peak | 0.3087 | 0.3087 | 0.3087 | 0.3087 | 0.3087 | 0.3087 | 0.3087 | 0.3087 | 0.3087 | 0.3087 | 0.3087 | 0.3087 | 0.3087 | 0.3087 | 0.3087 | 0.3087 | 0.3087 | 0.3087 | 0.3087 | 0.3087 | 0.3087 | 0.3087 | 0.3087 | 0.3087 | 7.4088 | 16 | 118.5408 | 0.3087
LA | geothermal | Winter | 0.6595 | 0.6595 | 0.6595 | 0.6595 | 0.6595 | 0.6595 | 0.6595 | 0.6595 | 0.6595 | 0.6595 | 0.6595 | 0.6595 | 0.6595 | 0.6595 | 0.6595 | 0.6595 | 0.6595 | 0.6595 | 0.6595 | 0.6595 | 0.6595 | 0.6595 | 0.6595 | 0.6595 | 15.828 | 111 | 1756.908 | 0.6595
LA | geothermal | Spring | 0.6595 | 0.6595 | 0.6595 | 0.6595 | 0.6595 | 0.6595 | 0.6595 | 0.6595 | 0.6595 | 0.6595 | 0.6595 | 0.6595 | 0.6595 | 0.6595 | 0.6595 | 0.6595 | 0.6595 | 0.6595 | 0.6595 | 0.6595 | 0.6595 | 0.6595 | 0.6595 | 0.6595 | 15.828 | 70 | 1107.96 | 0.6595
LA | geothermal | Summer | 0.6595 | 0.6595 | 0.6595 | 0.6595 | 0.6595 | 0.6595 | 0.6595 | 0.6595 | 0.6595 | 0.6595 | 0.6595 | 0.6595 | 0.6595 | 0.6595 | 0.6595 | 0.6595 | 0.6595 | 0.6595 | 0.6595 | 0.6595 | 0.6595 | 0.6595 | 0.6595 | 0.6595 | 15.828 | 68 | 1076.304 | 0.6595
LA | geothermal | Fall | 0.6595 | 0.6595 | 0.6595 | 0.6595 | 0.6595 | 0.6595 | 0.6595 | 0.6595 | 0.6595 | 0.6595 | 0.6595 | 0.6595 | 0.6595 | 0.6595 | 0.6595 | 0.6595 | 0.6595 | 0.6595 | 0.6595 | 0.6595 | 0.6595 | 0.6595 | 0.6595 | 0.6595 | 15.828 | 88 | 1392.864 | 0.6595
LA | geothermal | Summer Peak | 0.6595 | 0.6595 | 0.6595 | 0.6595 | 0.6595 | 0.6595 | 0.6595 | 0.6595 | 0.6595 | 0.6595 | 0.6595 | 0.6595 | 0.6595 | 0.6595 | 0.6595 | 0.6595 | 0.6595 | 0.6595 | 0.6595 | 0.6595 | 0.6595 | 0.6595 | 0.6595 | 0.6595 | 15.828 | 12 | 189.936 | 0.6595
LA | geothermal | Winter Peak | 0.6595 | 0.6595 | 0.6595 | 0.6595 | 0.6595 | 0.6595 | 0.6595 | 0.6595 | 0.6595 | 0.6595 | 0.6595 | 0.6595 | 0.6595 | 0.6595 | 0.6595 | 0.6595 | 0.6595 | 0.6595 | 0.6595 | 0.6595 | 0.6595 | 0.6595 | 0.6595 | 0.6595 | 15.828 | 16 | 253.248 | 0.6595
LA | hard coal ccs | Winter | 0.8 | 0.8 | 0.8 | 0.8 | 0.8 | 0.8 | 0.8 | 0.8 | 0.8 | 0.8 | 0.8 | 0.8 | 0.8 | 0.8 | 0.8 | 0.8 | 0.8 | 0.8 | 0.8 | 0.8 | 0.8 | 0.8 | 0.8 | 0.8 | 19.2 | 111 | 2131.2 | 0.8
LA | hard coal ccs | Spring | 0.8 | 0.8 | 0.8 | 0.8 | 0.8 | 0.8 | 0.8 | 0.8 | 0.8 | 0.8 | 0.8 | 0.8 | 0.8 | 0.8 | 0.8 | 0.8 | 0.8 | 0.8 | 0.8 | 0.8 | 0.8 | 0.8 | 0.8 | 0.8 | 19.2 | 70 | 1344 | 0.8
LA | hard coal ccs | Summer | 0.8 | 0.8 | 0.8 | 0.8 | 0.8 | 0.8 | 0.8 | 0.8 | 0.8 | 0.8 | 0.8 | 0.8 | 0.8 | 0.8 | 0.8 | 0.8 | 0.8 | 0.8 | 0.8 | 0.8 | 0.8 | 0.8 | 0.8 | 0.8 | 19.2 | 68 | 1305.6 | 0.8
LA | hard coal ccs | Fall | 0.8 | 0.8 | 0.8 | 0.8 | 0.8 | 0.8 | 0.8 | 0.8 | 0.8 | 0.8 | 0.8 | 0.8 | 0.8 | 0.8 | 0.8 | 0.8 | 0.8 | 0.8 | 0.8 | 0.8 | 0.8 | 0.8 | 0.8 | 0.8 | 19.2 | 88 | 1689.6 | 0.8
LA | hard coal ccs | Summer Peak | 0.8 | 0.8 | 0.8 | 0.8 | 0.8 | 0.8 | 0.8 | 0.8 | 0.8 | 0.8 | 0.8 | 0.8 | 0.8 | 0.8 | 0.8 | 0.8 | 0.8 | 0.8 | 0.8 | 0.8 | 0.8 | 0.8 | 0.8 | 0.8 | 19.2 | 12 | 230.4 | 0.8
LA | hard coal ccs | Winter Peak | 0.8 | 0.8 | 0.8 | 0.8 | 0.8 | 0.8 | 0.8 | 0.8 | 0.8 | 0.8 | 0.8 | 0.8 | 0.8 | 0.8 | 0.8 | 0.8 | 0.8 | 0.8 | 0.8 | 0.8 | 0.8 | 0.8 | 0.8 | 0.8 | 19.2 | 16 | 307.2 | 0.8
LA | hard coal | Winter | 0.16244 | 0.1597 | 0.16018 | 0.16342 | 0.1796 | 0.19207 | 0.20162 | 0.19467 | 0.18841 | 0.1996 | 0.20982 | 0.21394 | 0.21277 | 0.21352 | 0.22285 | 0.25538 | 0.30858 | 0.34456 | 0.34871 | 0.33355 | 0.29715 | 0.23505 | 0.19044 | 0.17671 | 5.3647 | 111 | 595.4864 | 0.34871
LA | hard coal | Spring | 0.15259 | 0.14628 | 0.14633 | 0.15083 | 0.17628 | 0.20159 | 0.2102 | 0.20427 | 0.18247 | 0.17725 | 0.18117 | 0.17138 | 0.16135 | 0.16012 | 0.17117 | 0.20601 | 0.26398 | 0.30559 | 0.31973 | 0.30025 | 0.26152 | 0.21653 | 0.16601 | 0.14777 | 4.7807 | 70 | 334.6473 | 0.31973
LA | hard coal | Summer | 0.15903 | 0.15829 | 0.15903 | 0.15903 | 0.18017 | 0.22572 | 0.23667 | 0.1995 | 0.16955 | 0.16702 | 0.16671 | 0.16875 | 0.16705 | 0.1662 | 0.17711 | 0.23122 | 0.33661 | 0.36447 | 0.37144 | 0.36226 | 0.30816 | 0.21672 | 0.16883 | 0.15575 | 5.1753 | 68 | 351.921 | 0.37144
LA | hard coal | Fall | 0.2201 | 0.2201 | 0.2201 | 0.2201 | 0.2201 | 0.2201 | 0.2201 | 0.23132 | 0.25771 | 0.30576 | 0.34725 | 0.37457 | 0.40856 | 0.42974 | 0.44621 | 0.45479 | 0.47781 | 0.47161 | 0.48832 | 0.48195 | 0.44191 | 0.33431 | 0.27513 | 0.2325 | 8.0001 | 88 | 704.012 | 0.48832
LA | hard coal | Summer Peak | 0.27342 | 0.27342 | 0.27342 | 0.27342 | 0.27342 | 0.27342 | 0.27342 | 0.27489 | 0.35472 | 0.39537 | 0.50367 | 0.5132 | 0.55275 | 0.57185 | 0.57398 | 0.57785 | 0.5842 | 0.56388 | 0.59766 | 0.5842 | 0.56049 | 0.4976 | 0.36707 | 0.30609 | 10.2934 | 12 | 123.5208 | 0.59766
LA | hard coal | Winter Peak | 0.17786 | 0.17786 | 0.17786 | 0.18294 | 0.19818 | 0.31718 | 0.36075 | 0.30519 | 0.21342 | 0.19818 | 0.1931 | 0.1931 | 0.1931 | 0.1931 | 0.1931 | 0.2272 | 0.38881 | 0.39665 | 0.40648 | 0.40648 | 0.38976 | 0.31503 | 0.2025 | 0.1677 | 6.1755 | 16 | 98.8086 | 0.40648
LA | heavy or residual fuel oil | Winter | 0 | 0 | 0 | 0 | 0 | 0 | 0 | 0 | 0 | 0 | 0 | 0 | 0 | 0 | 0 | 0 | 0 | 0 | 0 | 0 | 0 | 0 | 0 | 0 | 0 | 111 | 0 | 0
LA | heavy or residual fuel oil | Spring | 0.037635 | 0.037635 | 0.037635 | 0.037635 | 0.037635 | 0.037635 | 0.037635 | 0.037635 | 0.037635 | 0.038107 | 0.038938 | 0.040913 | 0.044977 | 0.048132 | 0.0529 | 0.057868 | 0.06931 | 0.10355 | 0.10692 | 0.093986 | 0.061079 | 0.040402 | 0.039756 | 0.039269 | 1.2148 | 70 | 85.0374 | 0.10692
LA | heavy or residual fuel oil | Summer | 0.12319 | 0.12319 | 0.12319 | 0.12319 | 0.12319 | 0.12319 | 0.12319 | 0.12396 | 0.12998 | 0.14157 | 0.15965 | 0.16733 | 0.17702 | 0.18448 | 0.19168 | 0.20364 | 0.21596 | 0.21114 | 0.21901 | 0.1957 | 0.17556 | 0.15558 | 0.12893 | 0.1238 | 3.7673 | 68 | 256.1791 | 0.21901
LA | heavy or residual fuel oil | Fall | 0.014558 | 0.014558 | 0.014558 | 0.014558 | 0.014558 | 0.014558 | 0.014558 | 0.014558 | 0.014558 | 0.014558 | 0.014558 | 0.014558 | 0.015132 | 0.015643 | 0.017919 | 0.023459 | 0.031334 | 0.034038 | 0.033798 | 0.021077 | 0.014298 | 0.014009 | 0.014009 | 0.014009 | 0.42342 | 88 | 37.2607 | 0.034038
LA | heavy or residual fuel oil | Summer Peak | 0.17347 | 0.17347 | 0.17347 | 0.17347 | 0.17347 | 0.17347 | 0.17347 | 0.17347 | 0.17347 | 0.17347 | 0.26049 | 0.26587 | 0.2737 | 0.24929 | 0.2737 | 0.2737 | 0.2737 | 0.2737 | 0.28912 | 0.28912 | 0.2737 | 0.17347 | 0.17347 | 0.17347 | 5.2512 | 12 | 63.0145 | 0.28912
LA | heavy or residual fuel oil | Winter Peak | 0 | 0 | 0 | 0 | 0 | 0 | 0 | 0 | 0 | 0 | 0 | 0 | 0 | 0 | 0 | 0 | 0 | 0 | 0 | 0 | 0 | 0 | 0 | 0 | 0 | 16 | 0 | 0
LA | hydro | Winter | 0.56271 | 0.56271 | 0.56271 | 0.56271 | 0.56271 | 0.56271 | 0.56271 | 0.56271 | 0.56271 | 0.56271 | 0.56271 | 0.56271 | 0.56271 | 0.56271 | 0.56271 | 0.56271 | 0.56271 | 0.56271 | 0.56271 | 0.56271 | 0.56271 | 0.56271 | 0.56271 | 0.56373 | 13.506 | 111 | 1499.1702 | 0.56373
LA | hydro | Spring | 0.54011 | 0.54011 | 0.54011 | 0.54011 | 0.54011 | 0.54011 | 0.54011 | 0.54011 | 0.54011 | 0.54011 | 0.54011 | 0.54011 | 0.54011 | 0.54011 | 0.54011 | 0.54011 | 0.54011 | 0.54011 | 0.54011 | 0.54011 | 0.54011 | 0.54011 | 0.54011 | 0.54011 | 12.9627 | 70 | 907.3903 | 0.54011
LA | hydro | Summer | 0.51846 | 0.51846 | 0.51846 | 0.51846 | 0.51846 | 0.51846 | 0.51846 | 0.51846 | 0.51846 | 0.51846 | 0.51846 | 0.51846 | 0.51846 | 0.51846 | 0.51846 | 0.51846 | 0.51846 | 0.51846 | 0.51846 | 0.51846 | 0.51846 | 0.51846 | 0.51846 | 0.52073 | 12.4453 | 68 | 846.2809 | 0.52073
LA | hydro | Fall | 0.59344 | 0.59344 | 0.59344 | 0.59344 | 0.59344 | 0.59344 | 0.59344 | 0.59344 | 0.59344 | 0.59344 | 0.59344 | 0.59344 | 0.59344 | 0.59344 | 0.59344 | 0.59344 | 0.59344 | 0.59344 | 0.59344 | 0.59344 | 0.59344 | 0.59344 | 0.59344 | 0.59039 | 14.2396 | 88 | 1253.0864 | 0.59344
LA | hydro | Summer Peak | 0.63144 | 0.63144 | 0.63144 | 0.63144 | 0.63144 | 0.63144 | 0.63144 | 0.63144 | 0.63144 | 0.63144 | 0.63144 | 0.63144 | 0.63144 | 0.63144 | 0.63144 | 0.63144 | 0.63144 | 0.63144 | 0.63144 | 0.63144 | 0.63144 | 0.63144 | 0.63144 | 0.63144 | 15.1547 | 12 | 181.8561 | 0.63144
LA | hydro | Winter Peak | 0.50564 | 0.50564 | 0.50564 | 0.50564 | 0.50564 | 0.50564 | 0.50564 | 0.50564 | 0.50564 | 0.50564 | 0.50564 | 0.50564 | 0.50564 | 0.50564 | 0.50564 | 0.50564 | 0.50564 | 0.50564 | 0.50564 | 0.50564 | 0.50564 | 0.50564 | 0.50564 | 0.50564 | 12.1353 | 16 | 194.1642 | 0.50564
LA | hydrogen combined cycle | Winter | 0.27433 | 0.26975 | 0.27042 | 0.2805 | 0.30017 | 0.32287 | 0.32639 | 0.31419 | 0.30365 | 0.30024 | 0.29761 | 0.2945 | 0.28802 | 0.28276 | 0.28861 | 0.3152 | 0.3451 | 0.35436 | 0.35824 | 0.35239 | 0.3417 | 0.32553 | 0.30725 | 0.28955 | 7.4033 | 111 | 821.7644 | 0.35824
LA | hydrogen combined cycle | Spring | 0.44347 | 0.43901 | 0.43844 | 0.44658 | 0.46172 | 0.45407 | 0.45072 | 0.45575 | 0.46252 | 0.46839 | 0.47163 | 0.47332 | 0.4748 | 0.47606 | 0.47898 | 0.48456 | 0.49427 | 0.49659 | 0.49744 | 0.49703 | 0.49616 | 0.48719 | 0.47281 | 0.45816 | 11.2796 | 70 | 789.575 | 0.49744
LA | hydrogen combined cycle | Summer | 0.46525 | 0.45778 | 0.4533 | 0.45578 | 0.45829 | 0.4424 | 0.45105 | 0.47269 | 0.48486 | 0.49302 | 0.49759 | 0.49878 | 0.49901 | 0.49965 | 0.49971 | 0.49982 | 0.49991 | 0.49994 | 0.49999 | 0.49981 | 0.49941 | 0.49728 | 0.48773 | 0.47663 | 11.5897 | 68 | 788.1002 | 0.49999
LA | hydrogen combined cycle | Fall | 0.38795 | 0.38486 | 0.38553 | 0.39034 | 0.40407 | 0.41583 | 0.40021 | 0.39912 | 0.41308 | 0.42272 | 0.42804 | 0.43176 | 0.43632 | 0.43801 | 0.44215 | 0.45109 | 0.45805 | 0.45984 | 0.46026 | 0.45708 | 0.44739 | 0.43571 | 0.41209 | 0.39645 | 10.158 | 88 | 893.8996 | 0.46026
LA | hydrogen combined cycle | Summer Peak | 0.47767 | 0.45844 | 0.45844 | 0.45844 | 0.45844 | 0.45844 | 0.45844 | 0.49765 | 0.49928 | 0.49928 | 0.50077 | 0.50077 | 0.50077 | 0.50077 | 0.50077 | 0.50077 | 0.50077 | 0.50077 | 0.50077 | 0.50077 | 0.50077 | 0.49928 | 0.49765 | 0.49765 | 11.7276 | 12 | 140.7312 | 0.50077
LA | hydrogen combined cycle | Winter Peak | 0.36538 | 0.36538 | 0.36538 | 0.36538 | 0.38987 | 0.44434 | 0.44434 | 0.41311 | 0.38987 | 0.38074 | 0.36538 | 0.36538 | 0.36538 | 0.36538 | 0.36538 | 0.37638 | 0.41311 | 0.41474 | 0.41474 | 0.41474 | 0.41311 | 0.3739 | 0.3562 | 0.33857 | 9.2662 | 16 | 148.2595 | 0.44434
LA | hydrogen ct | Winter | 0.041971 | 0.041971 | 0.041971 | 0.041971 | 0.041971 | 0.041971 | 0.041971 | 0.043127 | 0.043197 | 0.043197 | 0.049324 | 0.051511 | 0.055382 | 0.05874 | 0.05984 | 0.064941 | 0.073904 | 0.097324 | 0.10236 | 0.089072 | 0.062374 | 0.051622 | 0.044533 | 0.043308 | 1.3276 | 111 | 147.3582 | 0.10236
LA | hydrogen ct | Spring | 0.014577 | 0.014577 | 0.014577 | 0.014577 | 0.014577 | 0.014577 | 0.014577 | 0.014577 | 0.01641 | 0.01652 | 0.018353 | 0.020296 | 0.020407 | 0.020407 | 0.020563 | 0.025265 | 0.026193 | 0.043808 | 0.043719 | 0.04003 | 0.017491 | 0.007774 | 0.0058307 | 0.0058307 | 0.46551 | 70 | 32.5858 | 0.043808
LA | hydrogen ct | Summer | 0.00283 | 0.00283 | 0.00283 | 0.00283 | 0.00283 | 0.00283 | 0.00283 | 0.00283 | 0.00283 | 0.00283 | 0.00283 | 0.00283 | 0.00283 | 0.00283 | 0.00283 | 0.00283 | 0.011356 | 0.024009 | 0.024009 | 0.017358 | 0.00283 | 0.00283 | 0.00283 | 0.00283 | 0.13333 | 68 | 9.0665 | 0.024009
LA | hydrogen ct | Fall | 0.1442 | 0.1442 | 0.1442 | 0.1442 | 0.1442 | 0.1442 | 0.1442 | 0.1442 | 0.14574 | 0.15924 | 0.1824 | 0.19291 | 0.19763 | 0.20693 | 0.21907 | 0.23154 | 0.25392 | 0.24964 | 0.26146 | 0.2423 | 0.2087 | 0.17832 | 0.15426 | 0.15125 | 4.3889 | 88 | 386.2233 | 0.26146
LA | hydrogen ct | Summer Peak | 0.15112 | 0.15112 | 0.15112 | 0.15112 | 0.15112 | 0.15112 | 0.15112 | 0.15112 | 0.15112 | 0.16181 | 0.18512 | 0.20651 | 0.2078 | 0.22982 | 0.2201 | 0.22171 | 0.26705 | 0.25455 | 0.26578 | 0.2289 | 0.20561 | 0.16072 | 0.14938 | 0.14938 | 4.4743 | 12 | 53.6915 | 0.26705
LA | hydrogen ct | Winter Peak | 0 | 0 | 0 | 0 | 0 | 0 | 0 | 0 | 0 | 0 | 0 | 0 | 0 | 0 | 0 | 0 | 0 | 0 | 0 | 0 | 0 | 0 | 0 | 0 | 0 | 16 | 0 | 0
LA | lignite ccs | Winter | 0.8 | 0.8 | 0.8 | 0.8 | 0.8 | 0.8 | 0.8 | 0.8 | 0.8 | 0.8 | 0.8 | 0.8 | 0.8 | 0.8 | 0.8 | 0.8 | 0.8 | 0.8 | 0.8 | 0.8 | 0.8 | 0.8 | 0.8 | 0.8 | 19.2 | 111 | 2131.2 | 0.8
LA | lignite ccs | Spring | 0.8 | 0.8 | 0.8 | 0.8 | 0.8 | 0.8 | 0.8 | 0.8 | 0.8 | 0.8 | 0.8 | 0.8 | 0.8 | 0.8 | 0.8 | 0.8 | 0.8 | 0.8 | 0.8 | 0.8 | 0.8 | 0.8 | 0.8 | 0.8 | 19.2 | 70 | 1344 | 0.8
LA | lignite ccs | Summer | 0.8 | 0.8 | 0.8 | 0.8 | 0.8 | 0.8 | 0.8 | 0.8 | 0.8 | 0.8 | 0.8 | 0.8 | 0.8 | 0.8 | 0.8 | 0.8 | 0.8 | 0.8 | 0.8 | 0.8 | 0.8 | 0.8 | 0.8 | 0.8 | 19.2 | 68 | 1305.6 | 0.8
LA | lignite ccs | Fall | 0.8 | 0.8 | 0.8 | 0.8 | 0.8 | 0.8 | 0.8 | 0.8 | 0.8 | 0.8 | 0.8 | 0.8 | 0.8 | 0.8 | 0.8 | 0.8 | 0.8 | 0.8 | 0.8 | 0.8 | 0.8 | 0.8 | 0.8 | 0.8 | 19.2 | 88 | 1689.6 | 0.8
LA | lignite ccs | Summer Peak | 0.8 | 0.8 | 0.8 | 0.8 | 0.8 | 0.8 | 0.8 | 0.8 | 0.8 | 0.8 | 0.8 | 0.8 | 0.8 | 0.8 | 0.8 | 0.8 | 0.8 | 0.8 | 0.8 | 0.8 | 0.8 | 0.8 | 0.8 | 0.8 | 19.2 | 12 | 230.4 | 0.8
LA | lignite ccs | Winter Peak | 0.8 | 0.8 | 0.8 | 0.8 | 0.8 | 0.8 | 0.8 | 0.8 | 0.8 | 0.8 | 0.8 | 0.8 | 0.8 | 0.8 | 0.8 | 0.8 | 0.8 | 0.8 | 0.8 | 0.8 | 0.8 | 0.8 | 0.8 | 0.8 | 19.2 | 16 | 307.2 | 0.8
LA | lignite | Winter | 0.638 | 0.638 | 0.638 | 0.638 | 0.638 | 0.638 | 0.638 | 0.638 | 0.638 | 0.638 | 0.638 | 0.638 | 0.638 | 0.638 | 0.638 | 0.638 | 0.638 | 0.638 | 0.638 | 0.638 | 0.638 | 0.638 | 0.638 | 0.638 | 15.312 | 111 | 1699.632 | 0.638
LA | lignite | Spring | 0.638 | 0.638 | 0.638 | 0.638 | 0.638 | 0.638 | 0.638 | 0.638 | 0.638 | 0.638 | 0.638 | 0.638 | 0.638 | 0.638 | 0.638 | 0.638 | 0.638 | 0.638 | 0.638 | 0.638 | 0.638 | 0.638 | 0.638 | 0.638 | 15.312 | 70 | 1071.84 | 0.638
LA | lignite | Summer | 0.638 | 0.638 | 0.638 | 0.638 | 0.638 | 0.638 | 0.638 | 0.638 | 0.638 | 0.638 | 0.638 | 0.638 | 0.638 | 0.638 | 0.638 | 0.638 | 0.638 | 0.638 | 0.638 | 0.638 | 0.638 | 0.638 | 0.638 | 0.638 | 15.312 | 68 | 1041.216 | 0.638
LA | lignite | Fall | 0.638 | 0.638 | 0.638 | 0.638 | 0.638 | 0.638 | 0.638 | 0.638 | 0.638 | 0.638 | 0.638 | 0.638 | 0.638 | 0.638 | 0.638 | 0.638 | 0.638 | 0.638 | 0.638 | 0.638 | 0.638 | 0.638 | 0.638 | 0.638 | 15.312 | 88 | 1347.456 | 0.638
LA | lignite | Summer Peak | 0.638 | 0.638 | 0.638 | 0.638 | 0.638 | 0.638 | 0.638 | 0.638 | 0.638 | 0.638 | 0.638 | 0.638 | 0.638 | 0.638 | 0.638 | 0.638 | 0.638 | 0.638 | 0.638 | 0.638 | 0.638 | 0.638 | 0.638 | 0.638 | 15.312 | 12 | 183.744 | 0.638
LA | lignite | Winter Peak | 0.638 | 0.638 | 0.638 | 0.638 | 0.638 | 0.638 | 0.638 | 0.638 | 0.638 | 0.638 | 0.638 | 0.638 | 0.638 | 0.638 | 0.638 | 0.638 | 0.638 | 0.638 | 0.638 | 0.638 | 0.638 | 0.638 | 0.638 | 0.638 | 15.312 | 16 | 244.992 | 0.638
LA | municipal solid waste | Winter | 0.7342 | 0.7342 | 0.7342 | 0.7342 | 0.7342 | 0.7342 | 0.7342 | 0.7342 | 0.7342 | 0.7342 | 0.7342 | 0.7342 | 0.7342 | 0.7342 | 0.7342 | 0.7342 | 0.7342 | 0.7342 | 0.7342 | 0.7342 | 0.7342 | 0.7342 | 0.7342 | 0.7342 | 17.6208 | 111 | 1955.9088 | 0.7342
LA | municipal solid waste | Spring | 0.7342 | 0.7342 | 0.7342 | 0.7342 | 0.7342 | 0.7342 | 0.7342 | 0.7342 | 0.7342 | 0.7342 | 0.7342 | 0.7342 | 0.7342 | 0.7342 | 0.7342 | 0.7342 | 0.7342 | 0.7342 | 0.7342 | 0.7342 | 0.7342 | 0.7342 | 0.7342 | 0.7342 | 17.6208 | 70 | 1233.456 | 0.7342
LA | municipal solid waste | Summer | 0.7342 | 0.7342 | 0.7342 | 0.7342 | 0.7342 | 0.7342 | 0.7342 | 0.7342 | 0.7342 | 0.7342 | 0.7342 | 0.7342 | 0.7342 | 0.7342 | 0.7342 | 0.7342 | 0.7342 | 0.7342 | 0.7342 | 0.7342 | 0.7342 | 0.7342 | 0.7342 | 0.7342 | 17.6208 | 68 | 1198.2144 | 0.7342
LA | municipal solid waste | Fall | 0.7342 | 0.7342 | 0.7342 | 0.7342 | 0.7342 | 0.7342 | 0.7342 | 0.7342 | 0.7342 | 0.7342 | 0.7342 | 0.7342 | 0.7342 | 0.7342 | 0.7342 | 0.7342 | 0.7342 | 0.7342 | 0.7342 | 0.7342 | 0.7342 | 0.7342 | 0.7342 | 0.7342 | 17.6208 | 88 | 1550.6304 | 0.7342
LA | municipal solid waste | Summer Peak | 0.7342 | 0.7342 | 0.7342 | 0.7342 | 0.7342 | 0.7342 | 0.7342 | 0.7342 | 0.7342 | 0.7342 | 0.7342 | 0.7342 | 0.7342 | 0.7342 | 0.7342 | 0.7342 | 0.7342 | 0.7342 | 0.7342 | 0.7342 | 0.7342 | 0.7342 | 0.7342 | 0.7342 | 17.6208 | 12 | 211.4496 | 0.7342
LA | municipal solid waste | Winter Peak | 0.7342 | 0.7342 | 0.7342 | 0.7342 | 0.7342 | 0.7342 | 0.7342 | 0.7342 | 0.7342 | 0.7342 | 0.7342 | 0.7342 | 0.7342 | 0.7342 | 0.7342 | 0.7342 | 0.7342 | 0.7342 | 0.7342 | 0.7342 | 0.7342 | 0.7342 | 0.7342 | 0.7342 | 17.6208 | 16 | 281.9328 | 0.7342
LA | natural gas peaker | Winter | 0.041971 | 0.041971 | 0.041971 | 0.041971 | 0.041971 | 0.041971 | 0.041971 | 0.043127 | 0.043197 | 0.043197 | 0.049324 | 0.051511 | 0.055382 | 0.05874 | 0.05984 | 0.064941 | 0.073904 | 0.097324 | 0.10236 | 0.089072 | 0.062374 | 0.051622 | 0.044533 | 0.043308 | 1.3276 | 111 | 147.3582 | 0.10236
LA | natural gas peaker | Spring | 0.014577 | 0.014577 | 0.014577 | 0.014577 | 0.014577 | 0.014577 | 0.014577 | 0.014577 | 0.01641 | 0.01652 | 0.018353 | 0.020296 | 0.020407 | 0.020407 | 0.020563 | 0.025265 | 0.026193 | 0.043808 | 0.043719 | 0.04003 | 0.017491 | 0.007774 | 0.0058307 | 0.0058307 | 0.46551 | 70 | 32.5858 | 0.043808
LA | natural gas peaker | Summer | 0.00283 | 0.00283 | 0.00283 | 0.00283 | 0.00283 | 0.00283 | 0.00283 | 0.00283 | 0.00283 | 0.00283 | 0.00283 | 0.00283 | 0.00283 | 0.00283 | 0.00283 | 0.00283 | 0.011356 | 0.024009 | 0.024009 | 0.017358 | 0.00283 | 0.00283 | 0.00283 | 0.00283 | 0.13333 | 68 | 9.0665 | 0.024009
LA | natural gas peaker | Fall | 0.1442 | 0.1442 | 0.1442 | 0.1442 | 0.1442 | 0.1442 | 0.1442 | 0.1442 | 0.14574 | 0.15924 | 0.1824 | 0.19291 | 0.19763 | 0.20693 | 0.21907 | 0.23154 | 0.25392 | 0.24964 | 0.26146 | 0.2423 | 0.2087 | 0.17832 | 0.15426 | 0.15125 | 4.3889 | 88 | 386.2233 | 0.26146
LA | natural gas peaker | Summer Peak | 0.15112 | 0.15112 | 0.15112 | 0.15112 | 0.15112 | 0.15112 | 0.15112 | 0.15112 | 0.15112 | 0.16181 | 0.18512 | 0.20651 | 0.2078 | 0.22982 | 0.2201 | 0.22171 | 0.26705 | 0.25455 | 0.26578 | 0.2289 | 0.20561 | 0.16072 | 0.14938 | 0.14938 | 4.4743 | 12 | 53.6915 | 0.26705
LA | natural gas peaker | Winter Peak | 0 | 0 | 0 | 0 | 0 | 0 | 0 | 0 | 0 | 0 | 0 | 0 | 0 | 0 | 0 | 0 | 0 | 0 | 0 | 0 | 0 | 0 | 0 | 0 | 0 | 16 | 0 | 0
LA | nuclear | Winter | 0.83137 | 0.83137 | 0.83137 | 0.83137 | 0.83137 | 0.83137 | 0.83137 | 0.83137 | 0.83137 | 0.83137 | 0.83137 | 0.83137 | 0.83137 | 0.83137 | 0.83137 | 0.83137 | 0.83137 | 0.83137 | 0.83137 | 0.83137 | 0.83137 | 0.83137 | 0.83137 | 0.83137 | 19.9528 | 111 | 2214.7565 | 0.83137
LA | nuclear | Spring | 0.83137 | 0.83137 | 0.83137 | 0.83137 | 0.83137 | 0.83137 | 0.83137 | 0.83137 | 0.83137 | 0.83137 | 0.83137 | 0.83137 | 0.83137 | 0.83137 | 0.83137 | 0.83137 | 0.83137 | 0.83137 | 0.83137 | 0.83137 | 0.83137 | 0.83137 | 0.83137 | 0.83137 | 19.9528 | 70 | 1396.6933 | 0.83137
LA | nuclear | Summer | 0.83137 | 0.83137 | 0.83137 | 0.83137 | 0.83137 | 0.83137 | 0.83137 | 0.83137 | 0.83137 | 0.83137 | 0.83137 | 0.83137 | 0.83137 | 0.83137 | 0.83137 | 0.83137 | 0.83137 | 0.83137 | 0.83137 | 0.83137 | 0.83137 | 0.83137 | 0.83137 | 0.83137 | 19.9528 | 68 | 1356.7878 | 0.83137
LA | nuclear | Fall | 0.83137 | 0.83137 | 0.83137 | 0.83137 | 0.83137 | 0.8257 | 0.83056 | 0.83137 | 0.83137 | 0.83137 | 0.83137 | 0.83137 | 0.83137 | 0.83137 | 0.83137 | 0.83137 | 0.83137 | 0.83137 | 0.83137 | 0.83137 | 0.83137 | 0.83137 | 0.83137 | 0.83137 | 19.9463 | 88 | 1755.2731 | 0.83137
LA | nuclear | Summer Peak | 0.83137 | 0.83137 | 0.83137 | 0.83137 | 0.83137 | 0.83137 | 0.83137 | 0.83137 | 0.83137 | 0.83137 | 0.83137 | 0.83137 | 0.83137 | 0.83137 | 0.83137 | 0.83137 | 0.83137 | 0.83137 | 0.83137 | 0.83137 | 0.83137 | 0.83137 | 0.83137 | 0.83137 | 19.9528 | 12 | 239.4331 | 0.83137
LA | nuclear | Winter Peak | 0.83137 | 0.83137 | 0.83137 | 0.83137 | 0.83137 | 0.83137 | 0.83137 | 0.83137 | 0.83137 | 0.83137 | 0.83137 | 0.83137 | 0.83137 | 0.83137 | 0.83137 | 0.83137 | 0.83137 | 0.83137 | 0.83137 | 0.83137 | 0.83137 | 0.83137 | 0.83137 | 0.83137 | 19.9528 | 16 | 319.2442 | 0.83137
LA | offshore wind | Winter | 0.36874 | 0.36283 | 0.35794 | 0.35298 | 0.35137 | 0.34791 | 0.33987 | 0.33089 | 0.32141 | 0.3133 | 0.30717 | 0.30484 | 0.30933 | 0.31686 | 0.32615 | 0.33516 | 0.34553 | 0.35227 | 0.35632 | 0.35911 | 0.35925 | 0.3565 | 0.35202 | 0.34777 | 8.1755 | 111 | 907.4819 | 0.36874
LA | offshore wind | Spring | 0.336 | 0.3295 | 0.32437 | 0.32032 | 0.31963 | 0.31949 | 0.31897 | 0.31315 | 0.30505 | 0.29719 | 0.29235 | 0.29064 | 0.29522 | 0.30673 | 0.31813 | 0.33191 | 0.34455 | 0.35633 | 0.36464 | 0.37057 | 0.37329 | 0.3724 | 0.36927 | 0.36428 | 7.934 | 70 | 555.378 | 0.37329
LA | offshore wind | Summer | 0.36744 | 0.36615 | 0.36268 | 0.3572 | 0.3501 | 0.34358 | 0.33746 | 0.33119 | 0.32099 | 0.30914 | 0.30127 | 0.29767 | 0.30033 | 0.30744 | 0.31828 | 0.33075 | 0.34637 | 0.35693 | 0.36677 | 0.37627 | 0.37916 | 0.3802 | 0.37941 | 0.37688 | 8.2637 | 68 | 561.929 | 0.3802
LA | offshore wind | Fall | 0.32442 | 0.31574 | 0.30918 | 0.3013 | 0.29519 | 0.28841 | 0.28013 | 0.2699 | 0.26275 | 0.25646 | 0.25511 | 0.25992 | 0.26937 | 0.28021 | 0.29217 | 0.30289 | 0.31184 | 0.31736 | 0.32309 | 0.33015 | 0.33488 | 0.33801 | 0.33805 | 0.33384 | 7.1904 | 88 | 632.7527 | 0.33805
LA | offshore wind | Summer Peak | 0.27381 | 0.26803 | 0.2675 | 0.26062 | 0.26045 | 0.25885 | 0.25888 | 0.25432 | 0.24996 | 0.2486 | 0.24886 | 0.24763 | 0.25887 | 0.26671 | 0.27565 | 0.2895 | 0.29417 | 0.29866 | 0.30219 | 0.29316 | 0.28466 | 0.27634 | 0.27332 | 0.27379 | 6.4845 | 12 | 77.8144 | 0.30219
LA | offshore wind | Winter Peak | 0.39821 | 0.39532 | 0.39555 | 0.39208 | 0.39102 | 0.38717 | 0.38402 | 0.38634 | 0.38236 | 0.37241 | 0.36709 | 0.35896 | 0.3623 | 0.37173 | 0.37439 | 0.39203 | 0.40845 | 0.42288 | 0.43152 | 0.44045 | 0.44075 | 0.43802 | 0.43362 | 0.42433 | 9.551 | 16 | 152.8161 | 0.44075
LA | onshore wind | Winter | 0.39017 | 0.39167 | 0.39543 | 0.39556 | 0.39529 | 0.39491 | 0.39397 | 0.39203 | 0.38808 | 0.3827 | 0.37221 | 0.36708 | 0.37102 | 0.37881 | 0.38579 | 0.39158 | 0.3933 | 0.39024 | 0.3945 | 0.39718 | 0.39729 | 0.39705 | 0.39693 | 0.39668 | 9.3495 | 111 | 1037.7911 | 0.39729
LA | onshore wind | Spring | 0.31228 | 0.30951 | 0.30869 | 0.30735 | 0.30697 | 0.30443 | 0.30271 | 0.30068 | 0.28529 | 0.27434 | 0.27888 | 0.29212 | 0.30565 | 0.31425 | 0.32206 | 0.32876 | 0.32867 | 0.32944 | 0.32922 | 0.32172 | 0.31412 | 0.31108 | 0.30916 | 0.30755 | 7.4049 | 70 | 518.3449 | 0.32944
LA | onshore wind | Summer | 0.2416 | 0.23485 | 0.23034 | 0.22507 | 0.21767 | 0.21222 | 0.20882 | 0.19309 | 0.15552 | 0.14589 | 0.14841 | 0.15007 | 0.15386 | 0.16443 | 0.18365 | 0.2058 | 0.21562 | 0.21799 | 0.22737 | 0.23333 | 0.23872 | 0.25065 | 0.25386 | 0.25129 | 4.9601 | 68 | 337.2883 | 0.25386
LA | onshore wind | Fall | 0.26861 | 0.26455 | 0.26485 | 0.2656 | 0.26574 | 0.26598 | 0.26699 | 0.26623 | 0.25855 | 0.23335 | 0.21672 | 0.21799 | 0.22565 | 0.23764 | 0.24795 | 0.25639 | 0.26178 | 0.26396 | 0.26033 | 0.25989 | 0.26252 | 0.26425 | 0.26558 | 0.26828 | 6.1294 | 88 | 539.3866 | 0.26861
LA | onshore wind | Summer Peak | 0.24425 | 0.24416 | 0.25083 | 0.24356 | 0.2411 | 0.23703 | 0.23349 | 0.20499 | 0.15876 | 0.14803 | 0.14788 | 0.14892 | 0.16341 | 0.17757 | 0.20288 | 0.21888 | 0.21596 | 0.2024 | 0.17799 | 0.19314 | 0.22341 | 0.21621 | 0.19225 | 0.19381 | 4.8809 | 12 | 58.5709 | 0.25083
LA | onshore wind | Winter Peak | 0.3706 | 0.3692 | 0.36657 | 0.35841 | 0.35389 | 0.35026 | 0.34505 | 0.3388 | 0.33794 | 0.33098 | 0.31899 | 0.30725 | 0.30004 | 0.29915 | 0.30495 | 0.30431 | 0.305 | 0.31122 | 0.32526 | 0.33933 | 0.3522 | 0.3637 | 0.37072 | 0.3768 | 8.1006 | 16 | 129.6102 | 0.3768
LA | petroleum | Winter | 0.041971 | 0.041971 | 0.041971 | 0.041971 | 0.041971 | 0.041971 | 0.041971 | 0.043127 | 0.043197 | 0.043197 | 0.049324 | 0.051511 | 0.055382 | 0.05874 | 0.05984 | 0.064941 | 0.073904 | 0.097324 | 0.10236 | 0.089072 | 0.062374 | 0.051622 | 0.044533 | 0.043308 | 1.3276 | 111 | 147.3582 | 0.10236
LA | petroleum | Spring | 0.014577 | 0.014577 | 0.014577 | 0.014577 | 0.014577 | 0.014577 | 0.014577 | 0.014577 | 0.01641 | 0.01652 | 0.018353 | 0.020296 | 0.020407 | 0.020407 | 0.020563 | 0.025265 | 0.026193 | 0.043808 | 0.043719 | 0.04003 | 0.017491 | 0.007774 | 0.0058307 | 0.0058307 | 0.46551 | 70 | 32.5858 | 0.043808
LA | petroleum | Summer | 0.00283 | 0.00283 | 0.00283 | 0.00283 | 0.00283 | 0.00283 | 0.00283 | 0.00283 | 0.00283 | 0.00283 | 0.00283 | 0.00283 | 0.00283 | 0.00283 | 0.00283 | 0.00283 | 0.011356 | 0.024009 | 0.024009 | 0.017358 | 0.00283 | 0.00283 | 0.00283 | 0.00283 | 0.13333 | 68 | 9.0665 | 0.024009
LA | petroleum | Fall | 0.1442 | 0.1442 | 0.1442 | 0.1442 | 0.1442 | 0.1442 | 0.1442 | 0.1442 | 0.14574 | 0.15924 | 0.1824 | 0.19291 | 0.19763 | 0.20693 | 0.21907 | 0.23154 | 0.25392 | 0.24964 | 0.26146 | 0.2423 | 0.2087 | 0.17832 | 0.15426 | 0.15125 | 4.3889 | 88 | 386.2233 | 0.26146
LA | petroleum | Summer Peak | 0.15112 | 0.15112 | 0.15112 | 0.15112 | 0.15112 | 0.15112 | 0.15112 | 0.15112 | 0.15112 | 0.16181 | 0.18512 | 0.20651 | 0.2078 | 0.22982 | 0.2201 | 0.22171 | 0.26705 | 0.25455 | 0.26578 | 0.2289 | 0.20561 | 0.16072 | 0.14938 | 0.14938 | 4.4743 | 12 | 53.6915 | 0.26705
LA | petroleum | Winter Peak | 0 | 0 | 0 | 0 | 0 | 0 | 0 | 0 | 0 | 0 | 0 | 0 | 0 | 0 | 0 | 0 | 0 | 0 | 0 | 0 | 0 | 0 | 0 | 0 | 0 | 16 | 0 | 0
LA | pumped hydro | Winter | 0.050786 | 0.031782 | 0.011015 | 0.0036035 | 0.0015851 | 0.005556 | 0.040084 | 0.033931 | 0.015151 | 0.0089085 | 0.0017651 | 0.0025064 | 0.0017282 | 0.0011129 | 0.0006206 | 0.00067935 | 0.0057153 | 0.12696 | 0.27549 | 0.26941 | 0.19322 | 0.12361 | 0.087958 | 0.059443 | 1.3526 | 111 | 150.141 | 0.27549
LA | pumped hydro | Spring | 0.13406 | 0.089046 | 0.043601 | 0.027674 | 0.022308 | 0.021574 | 0.03002 | 0.021769 | 0.01624 | 0.0019417 | 0.0019339 | 0.0016268 | 0.0017358 | 0.0033852 | 0.0067275 | 0.010701 | 0.041979 | 0.14699 | 0.34078 | 0.37694 | 0.3594 | 0.20445 | 0.15713 | 0.1425 | 2.2045 | 70 | 154.3156 | 0.37694
LA | pumped hydro | Summer | 0.088023 | 0.039339 | 0.016514 | 0.0093124 | 0.0054294 | 0.0038308 | 0.0031176 | 0.0012654 | 0.00015248 | 2.3472e-05 | 0.00083549 | 0.022595 | 0.10315 | 0.18902 | 0.2678 | 0.35551 | 0.45477 | 0.53128 | 0.58425 | 0.58312 | 0.54844 | 0.32976 | 0.16117 | 0.12689 | 4.4256 | 68 | 300.9409 | 0.58425
LA | pumped hydro | Fall | 0.087977 | 0.062359 | 0.024155 | 0.0062008 | 0.0025893 | 0.0017164 | 0.0023704 | 0.0063496 | 0.0078345 | 0.00033795 | 0.00071655 | 0.00089718 | 0.0046131 | 0.012083 | 0.021131 | 0.03584 | 0.098139 | 0.31041 | 0.39754 | 0.41951 | 0.24537 | 0.15513 | 0.1382 | 0.11573 | 2.1572 | 88 | 189.8338 | 0.41951
LA | pumped hydro | Summer Peak | 0.13154 | 0.040447 | 0 | 0 | 0 | 0 | 0 | 0 | 0 | 0.00043189 | 0.0018473 | 0.083516 | 0.34412 | 0.45311 | 0.54917 | 0.60615 | 0.63472 | 0.64234 | 0.639 | 0.63262 | 0.72697 | 0.67088 | 0.19429 | 0.14993 | 6.5011 | 12 | 78.0129 | 0.72697
LA | pumped hydro | Winter Peak | 0.0047638 | 0.0026573 | 0.0018473 | 0.0018473 | 0 | 0.094888 | 0.19155 | 0.14615 | 0.0043146 | 0.012964 | 0.003345 | 0.0052486 | 0.0036945 | 0 | 0 | 0 | 0.0048896 | 0.20752 | 0.3746 | 0.38504 | 0.33367 | 0.19894 | 0.069298 | 0.020111 | 2.0674 | 16 | 33.0777 | 0.38504
LA | smr | Winter | 0.92317 | 0.92317 | 0.92317 | 0.92317 | 0.92317 | 0.92317 | 0.92317 | 0.92317 | 0.92317 | 0.92317 | 0.92317 | 0.92317 | 0.92317 | 0.92317 | 0.92317 | 0.92317 | 0.92317 | 0.92317 | 0.92317 | 0.92317 | 0.92317 | 0.92317 | 0.92317 | 0.92317 | 22.1561 | 111 | 2459.3217 | 0.92317
LA | smr | Spring | 0.92317 | 0.92317 | 0.92317 | 0.92317 | 0.92317 | 0.92317 | 0.92317 | 0.92317 | 0.92317 | 0.92317 | 0.92317 | 0.92317 | 0.92317 | 0.92317 | 0.92317 | 0.92317 | 0.92317 | 0.92317 | 0.92317 | 0.92317 | 0.92317 | 0.92317 | 0.92317 | 0.92317 | 22.1561 | 70 | 1550.9236 | 0.92317
LA | smr | Summer | 0.92317 | 0.92317 | 0.92317 | 0.92317 | 0.92317 | 0.92317 | 0.92317 | 0.92317 | 0.92317 | 0.92317 | 0.92317 | 0.92317 | 0.92317 | 0.92317 | 0.92317 | 0.92317 | 0.92317 | 0.92317 | 0.92317 | 0.92317 | 0.92317 | 0.92317 | 0.92317 | 0.92317 | 22.1561 | 68 | 1506.6115 | 0.92317
LA | smr | Fall | 0.92317 | 0.92317 | 0.92317 | 0.92317 | 0.92317 | 0.92317 | 0.92317 | 0.92317 | 0.92317 | 0.92317 | 0.92317 | 0.92317 | 0.92317 | 0.92317 | 0.92317 | 0.92317 | 0.92317 | 0.92317 | 0.92317 | 0.92317 | 0.92317 | 0.92317 | 0.92317 | 0.92317 | 22.1561 | 88 | 1949.7325 | 0.92317
LA | smr | Summer Peak | 0.92317 | 0.92317 | 0.92317 | 0.92317 | 0.92317 | 0.92317 | 0.92317 | 0.92317 | 0.92317 | 0.92317 | 0.92317 | 0.92317 | 0.92317 | 0.92317 | 0.92317 | 0.92317 | 0.92317 | 0.92317 | 0.92317 | 0.92317 | 0.92317 | 0.92317 | 0.92317 | 0.92317 | 22.1561 | 12 | 265.8726 | 0.92317
LA | smr | Winter Peak | 0.92317 | 0.92317 | 0.92317 | 0.92317 | 0.92317 | 0.92317 | 0.92317 | 0.92317 | 0.92317 | 0.92317 | 0.92317 | 0.92317 | 0.92317 | 0.92317 | 0.92317 | 0.92317 | 0.92317 | 0.92317 | 0.92317 | 0.92317 | 0.92317 | 0.92317 | 0.92317 | 0.92317 | 22.1561 | 16 | 354.4968 | 0.92317
LA | solar pv dist | Winter | 0 | 0 | 0 | 0 | 0.00022476 | 0.005227 | 0.21936 | 0.34861 | 0.38709 | 0.41671 | 0.42037 | 0.41931 | 0.41282 | 0.49224 | 0.46124 | 0.34903 | 0.16126 | 0.069127 | 0.00016282 | 0 | 0 | 0 | 0 | 0 | 4.1628 | 111 | 462.068 | 0.49224
LA | solar pv dist | Spring | 0 | 0 | 0 | 0 | 0.00012488 | 0.0027979 | 0.16416 | 0.30132 | 0.36899 | 0.39207 | 0.3838 | 0.38878 | 0.39672 | 0.49641 | 0.45514 | 0.3214 | 0.11622 | 0.041347 | 6.174e-05 | 0 | 0 | 0 | 0 | 0 | 3.8293 | 70 | 268.0533 | 0.49641
LA | solar pv dist | Summer | 0 | 0 | 0 | 0 | 0 | 0.00020078 | 0.12373 | 0.29521 | 0.36272 | 0.37704 | 0.36355 | 0.36158 | 0.35744 | 0.46528 | 0.41911 | 0.26124 | 0.062524 | 0.0035172 | 0 | 0 | 0 | 0 | 0 | 0 | 3.4531 | 68 | 234.8132 | 0.46528
LA | solar pv dist | Fall | 0 | 0 | 0 | 0 | 0.00070765 | 0.0085252 | 0.29079 | 0.3729 | 0.41793 | 0.42629 | 0.43685 | 0.44298 | 0.43083 | 0.47674 | 0.44486 | 0.39065 | 0.251 | 0.14672 | 0.00047102 | 0 | 0 | 0 | 0 | 0 | 4.5383 | 88 | 399.3669 | 0.47674
LA | solar pv dist | Summer Peak | 0 | 0 | 0 | 0 | 0.00013915 | 0.0056723 | 0.27487 | 0.33912 | 0.4031 | 0.43761 | 0.44132 | 0.45239 | 0.43199 | 0.45546 | 0.41636 | 0.3417 | 0.22476 | 0.1107 | 0.000442 | 0 | 0 | 0 | 0 | 0 | 4.3356 | 12 | 52.0276 | 0.45546
LA | solar pv dist | Winter Peak | 0 | 0 | 0 | 0 | 0 | 0 | 0.033279 | 0.19675 | 0.30258 | 0.33233 | 0.33919 | 0.32841 | 0.32016 | 0.4409 | 0.35729 | 0.22821 | 0.031523 | 0 | 0 | 0 | 0 | 0 | 0 | 0 | 2.9106 | 16 | 46.57 | 0.4409
LA | solar pv | Winter | 0 | 0 | 0 | 0 | 1.5125e-05 | 0.034191 | 0.17932 | 0.33965 | 0.40923 | 0.43687 | 0.45028 | 0.45122 | 0.45273 | 0.44691 | 0.42971 | 0.36376 | 0.20572 | 0.05265 | 0.0001608 | 0 | 0 | 0 | 0 | 0 | 4.2524 | 111 | 472.0185 | 0.45273
LA | solar pv | Spring | 0 | 0 | 0 | 0 | 7.574e-06 | 0.016424 | 0.12007 | 0.28631 | 0.37875 | 0.40224 | 0.40403 | 0.40508 | 0.4136 | 0.41374 | 0.3991 | 0.32172 | 0.14463 | 0.027601 | 8.0789e-05 | 0 | 0 | 0 | 0 | 0 | 3.7334 | 70 | 261.3373 | 0.41374
LA | solar pv | Summer | 0 | 0 | 0 | 0 | 0 | 5.4577e-05 | 0.062241 | 0.25407 | 0.35366 | 0.36511 | 0.36636 | 0.36547 | 0.36529 | 0.36041 | 0.34219 | 0.24966 | 0.075731 | 0.0018452 | 0 | 0 | 0 | 0 | 0 | 0 | 3.1621 | 68 | 215.0226 | 0.36636
LA | solar pv | Fall | 0 | 0 | 0 | 0 | 5.4223e-05 | 0.078753 | 0.28359 | 0.39598 | 0.45211 | 0.46527 | 0.47198 | 0.47461 | 0.47176 | 0.45756 | 0.43757 | 0.39222 | 0.29869 | 0.11245 | 0.00057536 | 0 | 0 | 0 | 0 | 0 | 4.7932 | 88 | 421.7989 | 0.47461
LA | solar pv | Summer Peak | 0 | 0 | 0 | 0 | 7.3636e-06 | 0.059557 | 0.27307 | 0.37111 | 0.43285 | 0.4696 | 0.47048 | 0.47721 | 0.46594 | 0.4326 | 0.41566 | 0.38122 | 0.29649 | 0.1268 | 0.00063327 | 0 | 0 | 0 | 0 | 0 | 4.6732 | 12 | 56.0786 | 0.47721
LA | solar pv | Winter Peak | 0 | 0 | 0 | 0 | 0 | 0 | 0.0001712 | 0.12817 | 0.26036 | 0.30217 | 0.3146 | 0.30277 | 0.30978 | 0.31138 | 0.28846 | 0.20522 | 0.032683 | 0 | 0 | 0 | 0 | 0 | 0 | 0 | 2.4558 | 16 | 39.2921 | 0.3146
LA | solar thermal | Winter | 0 | 0 | 0 | 0 | 0 | 0 | 0 | 0 | 0 | 0.08597 | 0.37963 | 0.49887 | 0.49723 | 0.48344 | 0.47116 | 0.48279 | 0.49202 | 0.44649 | 0.21282 | 0.015243 | 0 | 0 | 0 | 0 | 4.0657 | 111 | 451.2889 | 0.49887
LA | solar thermal | Spring | 0 | 0 | 0 | 0 | 0 | 0 | 0 | 0.0076376 | 0.18687 | 0.48014 | 0.63047 | 0.67382 | 0.67706 | 0.67418 | 0.66674 | 0.6665 | 0.66683 | 0.64842 | 0.56803 | 0.30656 | 0.039289 | 0 | 0 | 0 | 6.8926 | 70 | 482.4794 | 0.67706
LA | solar thermal | Summer | 0 | 0 | 0 | 0 | 0 | 0 | 0 | 0.024165 | 0.27576 | 0.51489 | 0.59949 | 0.63012 | 0.63917 | 0.63842 | 0.63267 | 0.62353 | 0.61338 | 0.59439 | 0.54207 | 0.40006 | 0.11962 | 2.6056e-06 | 0 | 0 | 6.8477 | 68 | 465.6452 | 0.63917
LA | solar thermal | Fall | 0 | 0 | 0 | 0 | 0 | 0 | 0 | 0 | 0.054994 | 0.36422 | 0.55217 | 0.58569 | 0.57826 | 0.56812 | 0.56341 | 0.56827 | 0.56955 | 0.52878 | 0.35579 | 0.077412 | 3.2207e-05 | 0 | 0 | 0 | 5.3667 | 88 | 472.2691 | 0.58569
LA | solar thermal | Summer Peak | 0 | 0 | 0 | 0 | 0 | 0 | 0 | 0.027732 | 0.38084 | 0.62249 | 0.69231 | 0.71807 | 0.7248 | 0.72465 | 0.72329 | 0.72571 | 0.72389 | 0.71218 | 0.67311 | 0.55977 | 0.22117 | 0 | 0 | 0 | 8.23 | 12 | 98.7602 | 0.72571
LA | solar thermal | Winter Peak | 0 | 0 | 0 | 0 | 0 | 0 | 0 | 0 | 0 | 0.0026447 | 0.27588 | 0.35613 | 0.39021 | 0.41121 | 0.42512 | 0.48557 | 0.52766 | 0.49305 | 0.19344 | 0 | 0 | 0 | 0 | 0 | 3.5609 | 16 | 56.9745 | 0.52766
LA | natural gas steam turbine | Winter | 0 | 0 | 0 | 0 | 0 | 0 | 0 | 0 | 0 | 0 | 0 | 0 | 0 | 0 | 0 | 0 | 0 | 0 | 0 | 0 | 0 | 0 | 0 | 0 | 0 | 111 | 0 | 0
LA | natural gas steam turbine | Spring | 0.14663 | 0.14663 | 0.14663 | 0.14663 | 0.14663 | 0.14663 | 0.14663 | 0.14663 | 0.14663 | 0.14847 | 0.1517 | 0.1594 | 0.17523 | 0.18752 | 0.2061 | 0.22546 | 0.27003 | 0.40342 | 0.41657 | 0.36617 | 0.23797 | 0.15741 | 0.15489 | 0.15299 | 4.733 | 70 | 331.3088 | 0.41657
LA | natural gas steam turbine | Summer | 0.47995 | 0.47995 | 0.47995 | 0.47995 | 0.47995 | 0.47995 | 0.47995 | 0.48294 | 0.50639 | 0.55155 | 0.622 | 0.65194 | 0.68969 | 0.71875 | 0.74681 | 0.7934 | 0.8414 | 0.82262 | 0.85328 | 0.76245 | 0.68399 | 0.60613 | 0.50233 | 0.48234 | 14.6777 | 68 | 998.0834 | 0.85328
LA | natural gas steam turbine | Fall | 0.056717 | 0.056717 | 0.056717 | 0.056717 | 0.056717 | 0.056717 | 0.056717 | 0.056717 | 0.056717 | 0.056717 | 0.056717 | 0.056717 | 0.058954 | 0.060944 | 0.069814 | 0.091396 | 0.12208 | 0.13261 | 0.13168 | 0.082116 | 0.055706 | 0.05458 | 0.05458 | 0.05458 | 1.6497 | 88 | 145.1692 | 0.13261
LA | natural gas steam turbine | Summer Peak | 0.67585 | 0.67585 | 0.67585 | 0.67585 | 0.67585 | 0.67585 | 0.67585 | 0.67585 | 0.67585 | 0.67585 | 1 | 1 | 1 | 0.97123 | 1 | 1 | 1 | 1 | 1 | 1 | 1 | 0.67585 | 0.67585 | 0.67585 | 19.7572 | 12 | 237.0869 | 1
LA | natural gas steam turbine | Winter Peak | 0 | 0 | 0 | 0 | 0 | 0 | 0 | 0 | 0 | 0 | 0 | 0 | 0 | 0 | 0 | 0 | 0 | 0 | 0 | 0 | 0 | 0 | 0 | 0 | 0 | 16 | 0 | 0
MA | biomass ccs | Winter | 0.8 | 0.8 | 0.8 | 0.8 | 0.8 | 0.8 | 0.8 | 0.8 | 0.8 | 0.8 | 0.8 | 0.8 | 0.8 | 0.8 | 0.8 | 0.8 | 0.8 | 0.8 | 0.8 | 0.8 | 0.8 | 0.8 | 0.8 | 0.8 | 19.2 | 51 | 979.2 | 0.8
MA | biomass ccs | Spring | 0.8 | 0.8 | 0.8 | 0.8 | 0.8 | 0.8 | 0.8 | 0.8 | 0.8 | 0.8 | 0.8 | 0.8 | 0.8 | 0.8 | 0.8 | 0.8 | 0.8 | 0.8 | 0.8 | 0.8 | 0.8 | 0.8 | 0.8 | 0.8 | 19.2 | 87 | 1670.4 | 0.8
MA | biomass ccs | Summer | 0.8 | 0.8 | 0.8 | 0.8 | 0.8 | 0.8 | 0.8 | 0.8 | 0.8 | 0.8 | 0.8 | 0.8 | 0.8 | 0.8 | 0.8 | 0.8 | 0.8 | 0.8 | 0.8 | 0.8 | 0.8 | 0.8 | 0.8 | 0.8 | 19.2 | 75 | 1440 | 0.8
MA | biomass ccs | Fall | 0.8 | 0.8 | 0.8 | 0.8 | 0.8 | 0.8 | 0.8 | 0.8 | 0.8 | 0.8 | 0.8 | 0.8 | 0.8 | 0.8 | 0.8 | 0.8 | 0.8 | 0.8 | 0.8 | 0.8 | 0.8 | 0.8 | 0.8 | 0.8 | 19.2 | 117 | 2246.4 | 0.8
MA | biomass ccs | Summer Peak | 0.8 | 0.8 | 0.8 | 0.8 | 0.8 | 0.8 | 0.8 | 0.8 | 0.8 | 0.8 | 0.8 | 0.8 | 0.8 | 0.8 | 0.8 | 0.8 | 0.8 | 0.8 | 0.8 | 0.8 | 0.8 | 0.8 | 0.8 | 0.8 | 19.2 | 19 | 364.8 | 0.8
MA | biomass ccs | Winter Peak | 0.8 | 0.8 | 0.8 | 0.8 | 0.8 | 0.8 | 0.8 | 0.8 | 0.8 | 0.8 | 0.8 | 0.8 | 0.8 | 0.8 | 0.8 | 0.8 | 0.8 | 0.8 | 0.8 | 0.8 | 0.8 | 0.8 | 0.8 | 0.8 | 19.2 | 16 | 307.2 | 0.8
MA | biomass | Winter | 0.4434 | 0.4434 | 0.4434 | 0.4434 | 0.4434 | 0.4434 | 0.4434 | 0.4434 | 0.4434 | 0.4434 | 0.4434 | 0.4434 | 0.4434 | 0.4434 | 0.4434 | 0.4434 | 0.4434 | 0.4434 | 0.4434 | 0.4434 | 0.4434 | 0.4434 | 0.4434 | 0.4434 | 10.6416 | 51 | 542.7216 | 0.4434
MA | biomass | Spring | 0.4434 | 0.4434 | 0.4434 | 0.4434 | 0.4434 | 0.4434 | 0.4434 | 0.4434 | 0.4434 | 0.4434 | 0.4434 | 0.4434 | 0.4434 | 0.4434 | 0.4434 | 0.4434 | 0.4434 | 0.4434 | 0.4434 | 0.4434 | 0.4434 | 0.4434 | 0.4434 | 0.4434 | 10.6416 | 87 | 925.8192 | 0.4434
MA | biomass | Summer | 0.4434 | 0.4434 | 0.4434 | 0.4434 | 0.4434 | 0.4434 | 0.4434 | 0.4434 | 0.4434 | 0.4434 | 0.4434 | 0.4434 | 0.4434 | 0.4434 | 0.4434 | 0.4434 | 0.4434 | 0.4434 | 0.4434 | 0.4434 | 0.4434 | 0.4434 | 0.4434 | 0.4434 | 10.6416 | 75 | 798.12 | 0.4434
MA | biomass | Fall | 0.4434 | 0.4434 | 0.4434 | 0.4434 | 0.4434 | 0.4434 | 0.4434 | 0.4434 | 0.4434 | 0.4434 | 0.4434 | 0.4434 | 0.4434 | 0.4434 | 0.4434 | 0.4434 | 0.4434 | 0.4434 | 0.4434 | 0.4434 | 0.4434 | 0.4434 | 0.4434 | 0.4434 | 10.6416 | 117 | 1245.0672 | 0.4434
MA | biomass | Summer Peak | 0.4434 | 0.4434 | 0.4434 | 0.4434 | 0.4434 | 0.4434 | 0.4434 | 0.4434 | 0.4434 | 0.4434 | 0.4434 | 0.4434 | 0.4434 | 0.4434 | 0.4434 | 0.4434 | 0.4434 | 0.4434 | 0.4434 | 0.4434 | 0.4434 | 0.4434 | 0.4434 | 0.4434 | 10.6416 | 19 | 202.1904 | 0.4434
MA | biomass | Winter Peak | 0.4434 | 0.4434 | 0.4434 | 0.4434 | 0.4434 | 0.4434 | 0.4434 | 0.4434 | 0.4434 | 0.4434 | 0.4434 | 0.4434 | 0.4434 | 0.4434 | 0.4434 | 0.4434 | 0.4434 | 0.4434 | 0.4434 | 0.4434 | 0.4434 | 0.4434 | 0.4434 | 0.4434 | 10.6416 | 16 | 170.2656 | 0.4434
MA | natural gas combined cycle ccs | Winter | 0.8 | 0.8 | 0.8 | 0.8 | 0.8 | 0.8 | 0.8 | 0.8 | 0.8 | 0.8 | 0.8 | 0.8 | 0.8 | 0.8 | 0.8 | 0.8 | 0.8 | 0.8 | 0.8 | 0.8 | 0.8 | 0.8 | 0.8 | 0.8 | 19.2 | 51 | 979.2 | 0.8
MA | natural gas combined cycle ccs | Spring | 0.8 | 0.8 | 0.8 | 0.8 | 0.8 | 0.8 | 0.8 | 0.8 | 0.8 | 0.8 | 0.8 | 0.8 | 0.8 | 0.8 | 0.8 | 0.8 | 0.8 | 0.8 | 0.8 | 0.8 | 0.8 | 0.8 | 0.8 | 0.8 | 19.2 | 87 | 1670.4 | 0.8
MA | natural gas combined cycle ccs | Summer | 0.8 | 0.8 | 0.8 | 0.8 | 0.8 | 0.8 | 0.8 | 0.8 | 0.8 | 0.8 | 0.8 | 0.8 | 0.8 | 0.8 | 0.8 | 0.8 | 0.8 | 0.8 | 0.8 | 0.8 | 0.8 | 0.8 | 0.8 | 0.8 | 19.2 | 75 | 1440 | 0.8
MA | natural gas combined cycle ccs | Fall | 0.8 | 0.8 | 0.8 | 0.8 | 0.8 | 0.8 | 0.8 | 0.8 | 0.8 | 0.8 | 0.8 | 0.8 | 0.8 | 0.8 | 0.8 | 0.8 | 0.8 | 0.8 | 0.8 | 0.8 | 0.8 | 0.8 | 0.8 | 0.8 | 19.2 | 117 | 2246.4 | 0.8
MA | natural gas combined cycle ccs | Summer Peak | 0.8 | 0.8 | 0.8 | 0.8 | 0.8 | 0.8 | 0.8 | 0.8 | 0.8 | 0.8 | 0.8 | 0.8 | 0.8 | 0.8 | 0.8 | 0.8 | 0.8 | 0.8 | 0.8 | 0.8 | 0.8 | 0.8 | 0.8 | 0.8 | 19.2 | 19 | 364.8 | 0.8
MA | natural gas combined cycle ccs | Winter Peak | 0.8 | 0.8 | 0.8 | 0.8 | 0.8 | 0.8 | 0.8 | 0.8 | 0.8 | 0.8 | 0.8 | 0.8 | 0.8 | 0.8 | 0.8 | 0.8 | 0.8 | 0.8 | 0.8 | 0.8 | 0.8 | 0.8 | 0.8 | 0.8 | 19.2 | 16 | 307.2 | 0.8
MA | natural gas combined cycle | Winter | 0.53412 | 0.51189 | 0.50745 | 0.50577 | 0.5079 | 0.52593 | 0.59028 | 0.60997 | 0.58804 | 0.57383 | 0.59998 | 0.60424 | 0.58681 | 0.5563 | 0.57206 | 0.64071 | 0.70726 | 0.74617 | 0.74967 | 0.7496 | 0.74302 | 0.72861 | 0.68016 | 0.59975 | 14.7195 | 51 | 750.6958 | 0.74967
MA | natural gas combined cycle | Spring | 0.32557 | 0.3171 | 0.31444 | 0.31538 | 0.31886 | 0.33831 | 0.35018 | 0.34141 | 0.33181 | 0.3339 | 0.34436 | 0.35386 | 0.3501 | 0.35021 | 0.36373 | 0.40256 | 0.4679 | 0.52404 | 0.53946 | 0.53741 | 0.52138 | 0.49939 | 0.43356 | 0.38321 | 9.3581 | 87 | 814.1584 | 0.53946
MA | natural gas combined cycle | Summer | 0.21242 | 0.20515 | 0.20422 | 0.20422 | 0.20422 | 0.20983 | 0.21076 | 0.2159 | 0.21776 | 0.22128 | 0.23219 | 0.24484 | 0.25245 | 0.25724 | 0.26873 | 0.28968 | 0.33979 | 0.38246 | 0.39713 | 0.38625 | 0.3683 | 0.35059 | 0.28559 | 0.21585 | 6.3768 | 75 | 478.2626 | 0.39713
MA | natural gas combined cycle | Fall | 0.26858 | 0.262 | 0.26167 | 0.26148 | 0.26231 | 0.26622 | 0.27783 | 0.28996 | 0.28826 | 0.29105 | 0.30158 | 0.31772 | 0.32137 | 0.33124 | 0.34491 | 0.38356 | 0.43512 | 0.48418 | 0.50987 | 0.49657 | 0.48181 | 0.44311 | 0.38229 | 0.31974 | 8.2824 | 117 | 969.0436 | 0.50987
MA | natural gas combined cycle | Summer Peak | 0.28783 | 0.28527 | 0.28527 | 0.28527 | 0.28527 | 0.28527 | 0.28527 | 0.28527 | 0.2881 | 0.29179 | 0.30348 | 0.36105 | 0.42031 | 0.4507 | 0.47064 | 0.48563 | 0.53505 | 0.59287 | 0.62218 | 0.60583 | 0.56113 | 0.53454 | 0.42528 | 0.32547 | 9.5587 | 19 | 181.6161 | 0.62218
MA | natural gas combined cycle | Winter Peak | 0.6331 | 0.61725 | 0.61268 | 0.61662 | 0.61918 | 0.65064 | 0.72157 | 0.73964 | 0.72055 | 0.71584 | 0.72941 | 0.72726 | 0.72089 | 0.70078 | 0.70779 | 0.74746 | 0.78653 | 0.82859 | 0.84293 | 0.84042 | 0.8321 | 0.81944 | 0.74796 | 0.68459 | 17.3632 | 16 | 277.8116 | 0.84293
MA | crude oil | Winter | 0.2604 | 0.2604 | 0.2604 | 0.2604 | 0.2604 | 0.2604 | 0.2604 | 0.2604 | 0.2604 | 0.2604 | 0.2604 | 0.2604 | 0.2604 | 0.2604 | 0.2604 | 0.2604 | 0.2604 | 0.2604 | 0.2604 | 0.2604 | 0.2604 | 0.2604 | 0.2604 | 0.2604 | 6.2496 | 51 | 318.7296 | 0.2604
MA | crude oil | Spring | 0.2604 | 0.2604 | 0.2604 | 0.2604 | 0.2604 | 0.2604 | 0.2604 | 0.2604 | 0.2604 | 0.2604 | 0.2604 | 0.2604 | 0.2604 | 0.2604 | 0.2604 | 0.2604 | 0.2604 | 0.2604 | 0.2604 | 0.2604 | 0.2604 | 0.2604 | 0.2604 | 0.2604 | 6.2496 | 87 | 543.7152 | 0.2604
MA | crude oil | Summer | 0.2604 | 0.2604 | 0.2604 | 0.2604 | 0.2604 | 0.2604 | 0.2604 | 0.2604 | 0.2604 | 0.2604 | 0.2604 | 0.2604 | 0.2604 | 0.2604 | 0.2604 | 0.2604 | 0.2604 | 0.2604 | 0.2604 | 0.2604 | 0.2604 | 0.2604 | 0.2604 | 0.2604 | 6.2496 | 75 | 468.72 | 0.2604
MA | crude oil | Fall | 0.2604 | 0.2604 | 0.2604 | 0.2604 | 0.2604 | 0.2604 | 0.2604 | 0.2604 | 0.2604 | 0.2604 | 0.2604 | 0.2604 | 0.2604 | 0.2604 | 0.2604 | 0.2604 | 0.2604 | 0.2604 | 0.2604 | 0.2604 | 0.2604 | 0.2604 | 0.2604 | 0.2604 | 6.2496 | 117 | 731.2032 | 0.2604
MA | crude oil | Summer Peak | 0.2604 | 0.2604 | 0.2604 | 0.2604 | 0.2604 | 0.2604 | 0.2604 | 0.2604 | 0.2604 | 0.2604 | 0.2604 | 0.2604 | 0.2604 | 0.2604 | 0.2604 | 0.2604 | 0.2604 | 0.2604 | 0.2604 | 0.2604 | 0.2604 | 0.2604 | 0.2604 | 0.2604 | 6.2496 | 19 | 118.7424 | 0.2604
MA | crude oil | Winter Peak | 0.2604 | 0.2604 | 0.2604 | 0.2604 | 0.2604 | 0.2604 | 0.2604 | 0.2604 | 0.2604 | 0.2604 | 0.2604 | 0.2604 | 0.2604 | 0.2604 | 0.2604 | 0.2604 | 0.2604 | 0.2604 | 0.2604 | 0.2604 | 0.2604 | 0.2604 | 0.2604 | 0.2604 | 6.2496 | 16 | 99.9936 | 0.2604
MA | geothermal | Winter | 0.6595 | 0.6595 | 0.6595 | 0.6595 | 0.6595 | 0.6595 | 0.6595 | 0.6595 | 0.6595 | 0.6595 | 0.6595 | 0.6595 | 0.6595 | 0.6595 | 0.6595 | 0.6595 | 0.6595 | 0.6595 | 0.6595 | 0.6595 | 0.6595 | 0.6595 | 0.6595 | 0.6595 | 15.828 | 51 | 807.228 | 0.6595
MA | geothermal | Spring | 0.6595 | 0.6595 | 0.6595 | 0.6595 | 0.6595 | 0.6595 | 0.6595 | 0.6595 | 0.6595 | 0.6595 | 0.6595 | 0.6595 | 0.6595 | 0.6595 | 0.6595 | 0.6595 | 0.6595 | 0.6595 | 0.6595 | 0.6595 | 0.6595 | 0.6595 | 0.6595 | 0.6595 | 15.828 | 87 | 1377.036 | 0.6595
MA | geothermal | Summer | 0.6595 | 0.6595 | 0.6595 | 0.6595 | 0.6595 | 0.6595 | 0.6595 | 0.6595 | 0.6595 | 0.6595 | 0.6595 | 0.6595 | 0.6595 | 0.6595 | 0.6595 | 0.6595 | 0.6595 | 0.6595 | 0.6595 | 0.6595 | 0.6595 | 0.6595 | 0.6595 | 0.6595 | 15.828 | 75 | 1187.1 | 0.6595
MA | geothermal | Fall | 0.6595 | 0.6595 | 0.6595 | 0.6595 | 0.6595 | 0.6595 | 0.6595 | 0.6595 | 0.6595 | 0.6595 | 0.6595 | 0.6595 | 0.6595 | 0.6595 | 0.6595 | 0.6595 | 0.6595 | 0.6595 | 0.6595 | 0.6595 | 0.6595 | 0.6595 | 0.6595 | 0.6595 | 15.828 | 117 | 1851.876 | 0.6595
MA | geothermal | Summer Peak | 0.6595 | 0.6595 | 0.6595 | 0.6595 | 0.6595 | 0.6595 | 0.6595 | 0.6595 | 0.6595 | 0.6595 | 0.6595 | 0.6595 | 0.6595 | 0.6595 | 0.6595 | 0.6595 | 0.6595 | 0.6595 | 0.6595 | 0.6595 | 0.6595 | 0.6595 | 0.6595 | 0.6595 | 15.828 | 19 | 300.732 | 0.6595
MA | geothermal | Winter Peak | 0.6595 | 0.6595 | 0.6595 | 0.6595 | 0.6595 | 0.6595 | 0.6595 | 0.6595 | 0.6595 | 0.6595 | 0.6595 | 0.6595 | 0.6595 | 0.6595 | 0.6595 | 0.6595 | 0.6595 | 0.6595 | 0.6595 | 0.6595 | 0.6595 | 0.6595 | 0.6595 | 0.6595 | 15.828 | 16 | 253.248 | 0.6595
MA | hard coal ccs | Winter | 0.8 | 0.8 | 0.8 | 0.8 | 0.8 | 0.8 | 0.8 | 0.8 | 0.8 | 0.8 | 0.8 | 0.8 | 0.8 | 0.8 | 0.8 | 0.8 | 0.8 | 0.8 | 0.8 | 0.8 | 0.8 | 0.8 | 0.8 | 0.8 | 19.2 | 51 | 979.2 | 0.8
MA | hard coal ccs | Spring | 0.8 | 0.8 | 0.8 | 0.8 | 0.8 | 0.8 | 0.8 | 0.8 | 0.8 | 0.8 | 0.8 | 0.8 | 0.8 | 0.8 | 0.8 | 0.8 | 0.8 | 0.8 | 0.8 | 0.8 | 0.8 | 0.8 | 0.8 | 0.8 | 19.2 | 87 | 1670.4 | 0.8
MA | hard coal ccs | Summer | 0.8 | 0.8 | 0.8 | 0.8 | 0.8 | 0.8 | 0.8 | 0.8 | 0.8 | 0.8 | 0.8 | 0.8 | 0.8 | 0.8 | 0.8 | 0.8 | 0.8 | 0.8 | 0.8 | 0.8 | 0.8 | 0.8 | 0.8 | 0.8 | 19.2 | 75 | 1440 | 0.8
MA | hard coal ccs | Fall | 0.8 | 0.8 | 0.8 | 0.8 | 0.8 | 0.8 | 0.8 | 0.8 | 0.8 | 0.8 | 0.8 | 0.8 | 0.8 | 0.8 | 0.8 | 0.8 | 0.8 | 0.8 | 0.8 | 0.8 | 0.8 | 0.8 | 0.8 | 0.8 | 19.2 | 117 | 2246.4 | 0.8
MA | hard coal ccs | Summer Peak | 0.8 | 0.8 | 0.8 | 0.8 | 0.8 | 0.8 | 0.8 | 0.8 | 0.8 | 0.8 | 0.8 | 0.8 | 0.8 | 0.8 | 0.8 | 0.8 | 0.8 | 0.8 | 0.8 | 0.8 | 0.8 | 0.8 | 0.8 | 0.8 | 19.2 | 19 | 364.8 | 0.8
MA | hard coal ccs | Winter Peak | 0.8 | 0.8 | 0.8 | 0.8 | 0.8 | 0.8 | 0.8 | 0.8 | 0.8 | 0.8 | 0.8 | 0.8 | 0.8 | 0.8 | 0.8 | 0.8 | 0.8 | 0.8 | 0.8 | 0.8 | 0.8 | 0.8 | 0.8 | 0.8 | 19.2 | 16 | 307.2 | 0.8
MA | hard coal | Winter | 0.40933 | 0.39101 | 0.38663 | 0.38768 | 0.40292 | 0.44739 | 0.50355 | 0.51407 | 0.47797 | 0.45139 | 0.44103 | 0.43674 | 0.42901 | 0.41454 | 0.40679 | 0.42153 | 0.48477 | 0.55505 | 0.58097 | 0.58316 | 0.57645 | 0.55116 | 0.49989 | 0.44669 | 11.1997 | 51 | 571.1865 | 0.58316
MA | hard coal | Spring | 0.2169 | 0.20376 | 0.20011 | 0.20084 | 0.20615 | 0.22531 | 0.24144 | 0.23813 | 0.2322 | 0.23136 | 0.24135 | 0.25381 | 0.26472 | 0.27064 | 0.27806 | 0.28679 | 0.31297 | 0.35814 | 0.37959 | 0.39654 | 0.39563 | 0.37877 | 0.31422 | 0.24989 | 6.5773 | 87 | 572.226 | 0.39654
MA | hard coal | Summer | 0.51994 | 0.48266 | 0.46107 | 0.45292 | 0.45677 | 0.46823 | 0.46906 | 0.48555 | 0.51111 | 0.53695 | 0.59014 | 0.64529 | 0.6897 | 0.71765 | 0.73402 | 0.74602 | 0.75527 | 0.76434 | 0.7789 | 0.79012 | 0.78554 | 0.7596 | 0.68039 | 0.58418 | 14.8654 | 75 | 1114.9078 | 0.79012
MA | hard coal | Fall | 0.33596 | 0.32178 | 0.3173 | 0.3168 | 0.32152 | 0.34867 | 0.38131 | 0.37073 | 0.36652 | 0.3702 | 0.38153 | 0.40437 | 0.42894 | 0.4466 | 0.4552 | 0.47453 | 0.52001 | 0.55346 | 0.57001 | 0.56979 | 0.55763 | 0.50725 | 0.43105 | 0.36453 | 10.1157 | 117 | 1183.5352 | 0.57001
MA | hard coal | Summer Peak | 0.67495 | 0.59829 | 0.54601 | 0.51857 | 0.5155 | 0.51923 | 0.51112 | 0.57543 | 0.63223 | 0.70571 | 0.76032 | 0.80339 | 0.82428 | 0.83585 | 0.84144 | 0.84382 | 0.84576 | 0.8513 | 0.85994 | 0.86344 | 0.87041 | 0.86907 | 0.85917 | 0.79214 | 17.5174 | 19 | 332.83 | 0.87041
MA | hard coal | Winter Peak | 0.58167 | 0.56197 | 0.54494 | 0.54345 | 0.56405 | 0.61397 | 0.68483 | 0.70432 | 0.6201 | 0.57892 | 0.56835 | 0.56334 | 0.5476 | 0.51616 | 0.50018 | 0.53111 | 0.64461 | 0.65764 | 0.7045 | 0.70395 | 0.70676 | 0.69173 | 0.66664 | 0.61736 | 14.6182 | 16 | 233.8904 | 0.70676
MA | heavy or residual fuel oil | Winter | 0 | 0 | 0 | 0 | 0 | 0 | 0 | 0 | 0 | 0 | 0 | 0 | 0 | 0 | 0 | 0 | 0 | 0 | 0.16626 | 0.035643 | 0 | 0 | 0 | 0 | 0.2019 | 51 | 10.297 | 0.16626
MA | heavy or residual fuel oil | Spring | 0 | 0 | 0 | 0 | 0 | 0 | 0 | 0 | 0 | 0 | 0 | 0 | 0 | 0 | 0 | 0 | 0 | 0 | 0.22271 | 0.074219 | 0 | 0 | 0 | 0 | 0.29693 | 87 | 25.833 | 0.22271
MA | heavy or residual fuel oil | Summer | 0 | 0 | 0 | 0 | 0 | 0 | 0 | 0 | 0 | 0 | 0 | 0 | 0 | 0 | 0 | 0 | 0 | 0 | 0.8319 | 0.15697 | 0 | 0 | 0 | 0 | 0.98887 | 75 | 74.1652 | 0.8319
MA | heavy or residual fuel oil | Fall | 0 | 0 | 0 | 0 | 0 | 0 | 0 | 0 | 0 | 0 | 0 | 0 | 0 | 0 | 0 | 0 | 0 | 0.067195 | 0 | 0 | 0 | 0 | 0 | 0 | 0.067195 | 117 | 7.8619 | 0.067195
MA | heavy or residual fuel oil | Summer Peak | 0 | 0 | 0 | 0 | 0 | 0 | 0 | 0 | 0 | 0 | 0 | 0 | 0 | 0 | 0 | 0 | 0 | 0 | 0 | 0 | 0 | 0 | 0 | 0 | 0 | 19 | 0 | 0
MA | heavy or residual fuel oil | Winter Peak | 0 | 0 | 0 | 0 | 0 | 0 | 0 | 0 | 0 | 0 | 0 | 0 | 0 | 0 | 0 | 0 | 0 | 0 | 0 | 0 | 0 | 0 | 0 | 0 | 0 | 16 | 0 | 0
MA | hydro | Winter | 0.36757 | 0.3661 | 0.3661 | 0.3661 | 0.3661 | 0.36877 | 0.37144 | 0.38653 | 0.38187 | 0.37665 | 0.37924 | 0.37832 | 0.37411 | 0.37399 | 0.37399 | 0.3993 | 0.43802 | 0.48166 | 0.49066 | 0.48796 | 0.47928 | 0.44794 | 0.42165 | 0.38733 | 9.6307 | 51 | 491.1658 | 0.49066
MA | hydro | Spring | 0.33589 | 0.33514 | 0.33514 | 0.33514 | 0.33663 | 0.33851 | 0.33976 | 0.34758 | 0.33976 | 0.33839 | 0.34423 | 0.34476 | 0.34416 | 0.34123 | 0.34958 | 0.37158 | 0.39575 | 0.4288 | 0.45125 | 0.44968 | 0.43979 | 0.40563 | 0.37618 | 0.34852 | 8.7731 | 87 | 763.2604 | 0.45125
MA | hydro | Summer | 0.30917 | 0.30917 | 0.30917 | 0.30917 | 0.30917 | 0.31196 | 0.31098 | 0.31098 | 0.31098 | 0.31119 | 0.31432 | 0.3188 | 0.32344 | 0.32651 | 0.33087 | 0.34208 | 0.36369 | 0.40472 | 0.4229 | 0.41711 | 0.40457 | 0.38376 | 0.35657 | 0.31714 | 8.1284 | 75 | 609.6328 | 0.4229
MA | hydro | Fall | 0.31184 | 0.31073 | 0.31073 | 0.31073 | 0.31073 | 0.31184 | 0.31416 | 0.31416 | 0.313 | 0.31314 | 0.31645 | 0.31873 | 0.3178 | 0.32467 | 0.33343 | 0.34245 | 0.37427 | 0.40337 | 0.42724 | 0.41773 | 0.39534 | 0.36797 | 0.34024 | 0.31531 | 8.1161 | 117 | 949.5816 | 0.42724
MA | hydro | Summer Peak | 0.23923 | 0.23923 | 0.23923 | 0.23923 | 0.23923 | 0.23923 | 0.23923 | 0.23923 | 0.23923 | 0.23923 | 0.23923 | 0.2396 | 0.2549 | 0.26031 | 0.27842 | 0.28108 | 0.29842 | 0.33655 | 0.36463 | 0.35679 | 0.29758 | 0.28031 | 0.24707 | 0.23923 | 6.3664 | 19 | 120.9618 | 0.36463
MA | hydro | Winter Peak | 0.36381 | 0.36381 | 0.36381 | 0.36381 | 0.36381 | 0.36381 | 0.39195 | 0.44037 | 0.38933 | 0.38082 | 0.38316 | 0.39267 | 0.38933 | 0.38933 | 0.38933 | 0.39783 | 0.44275 | 0.49991 | 0.49991 | 0.49991 | 0.49141 | 0.45368 | 0.41327 | 0.37231 | 9.8001 | 16 | 156.8016 | 0.49991
MA | hydrogen combined cycle | Winter | 0.33774 | 0.32383 | 0.32189 | 0.32141 | 0.32312 | 0.342 | 0.37932 | 0.38863 | 0.37446 | 0.37047 | 0.38321 | 0.38534 | 0.37143 | 0.35654 | 0.36455 | 0.41015 | 0.45234 | 0.47898 | 0.48317 | 0.48293 | 0.48187 | 0.46992 | 0.43842 | 0.39213 | 9.4339 | 51 | 481.1273 | 0.48317
MA | hydrogen combined cycle | Spring | 0.16061 | 0.15689 | 0.15571 | 0.15607 | 0.15794 | 0.16114 | 0.15995 | 0.16373 | 0.16525 | 0.16766 | 0.1702 | 0.17553 | 0.17785 | 0.18054 | 0.18719 | 0.19885 | 0.24232 | 0.28366 | 0.296 | 0.29647 | 0.29435 | 0.28709 | 0.23045 | 0.18128 | 4.8067 | 87 | 418.1854 | 0.29647
MA | hydrogen combined cycle | Summer | 0.16122 | 0.15997 | 0.15997 | 0.15997 | 0.15997 | 0.15997 | 0.15997 | 0.15997 | 0.16036 | 0.16188 | 0.16936 | 0.19028 | 0.20953 | 0.22653 | 0.23866 | 0.25878 | 0.29048 | 0.32798 | 0.35205 | 0.33453 | 0.30061 | 0.26863 | 0.22223 | 0.17644 | 5.1693 | 75 | 387.7009 | 0.35205
MA | hydrogen combined cycle | Fall | 0.05292 | 0.05292 | 0.05292 | 0.05292 | 0.05292 | 0.05292 | 0.05292 | 0.05292 | 0.053187 | 0.054089 | 0.058712 | 0.060885 | 0.062605 | 0.064358 | 0.071346 | 0.082046 | 0.097008 | 0.11165 | 0.11638 | 0.11183 | 0.1065 | 0.090304 | 0.064873 | 0.05473 | 1.6839 | 117 | 197.0116 | 0.11638
MA | hydrogen combined cycle | Summer Peak | 0.29339 | 0.29339 | 0.29339 | 0.29339 | 0.29339 | 0.29339 | 0.29339 | 0.29339 | 0.29339 | 0.29339 | 0.33753 | 0.43002 | 0.45525 | 0.51439 | 0.51439 | 0.51439 | 0.51439 | 0.51439 | 0.55075 | 0.51439 | 0.51439 | 0.51439 | 0.442 | 0.22093 | 9.4855 | 19 | 180.2247 | 0.55075
MA | hydrogen combined cycle | Winter Peak | 0.40386 | 0.37901 | 0.37901 | 0.39775 | 0.39399 | 0.40386 | 0.442 | 0.442 | 0.41991 | 0.37298 | 0.3569 | 0.33479 | 0.32768 | 0.3127 | 0.29059 | 0.33479 | 0.442 | 0.442 | 0.442 | 0.442 | 0.442 | 0.442 | 0.442 | 0.442 | 9.5279 | 16 | 152.4458 | 0.442
MA | hydrogen ct | Winter | 0.0011212 | 0.0011212 | 0.0011212 | 0.0011212 | 0.0011212 | 0.0011212 | 0.0011212 | 0.0011212 | 0.0011212 | 0.0011212 | 0.0011212 | 0.0011212 | 0.0011212 | 0.0011212 | 0.0011212 | 0.0011212 | 0.0011212 | 0.61418 | 1 | 1 | 1 | 0.0011212 | 0.0011212 | 0.0011212 | 3.6366 | 51 | 185.4669 | 1
MA | hydrogen ct | Spring | 0.0011212 | 0.0011212 | 0.0011212 | 0.0011212 | 0.0011212 | 0.0011212 | 0.0011212 | 0.0011212 | 0.0011212 | 0.0011212 | 0.0011212 | 0.0011212 | 0.0011212 | 0.0011212 | 0.0011212 | 0.0011212 | 0.0011212 | 0.36148 | 1 | 0.087949 | 0.087949 | 0.0011212 | 0.0011212 | 0.0011212 | 1.5598 | 87 | 135.7031 | 1
MA | hydrogen ct | Summer | 0.0011212 | 0.0011212 | 0.0011212 | 0.0011212 | 0.0011212 | 0.0011212 | 0.0011212 | 0.0011212 | 0.0011212 | 0.0011212 | 0.0011212 | 0.0011212 | 0.0011212 | 0.0011212 | 0.0011212 | 0.41914 | 1 | 1 | 1 | 1 | 0.41914 | 0.0011212 | 0.0011212 | 0.0011212 | 4.8585 | 75 | 364.3846 | 1
MA | hydrogen ct | Fall | 0.0011212 | 0.0011212 | 0.0011212 | 0.0011212 | 0.0011212 | 0.0011212 | 0.0011212 | 0.0011212 | 0.0011212 | 0.0011212 | 0.0011212 | 0.0011212 | 0.0011212 | 0.0011212 | 0.0011212 | 0.0011212 | 0.0011212 | 0.26908 | 0.88 | 0.53704 | 0.26835 | 0.0011212 | 0.0011212 | 0.0011212 | 1.9769 | 117 | 231.2974 | 0.88
MA | hydrogen ct | Summer Peak | 0.0011212 | 0.0011212 | 0.0011212 | 0.0011212 | 0.0011212 | 0.0011212 | 0.0011212 | 0.0011212 | 0.0011212 | 0.0011212 | 0.0011212 | 0.0011212 | 0.0011212 | 0.0011212 | 0.0011212 | 0.0011212 | 0.0011212 | 1 | 1 | 0.0011212 | 0.0011212 | 0.0011212 | 0.0011212 | 0.0011212 | 2.0247 | 19 | 38.4687 | 1
MA | hydrogen ct | Winter Peak | 0.0011212 | 0.0011212 | 0.0011212 | 0.0011212 | 0.0011212 | 0.0011212 | 0.0011212 | 0.0011212 | 0.0011212 | 0.0011212 | 0.0011212 | 0.0011212 | 0.0011212 | 0.0011212 | 0.0011212 | 0.0011212 | 0.0011212 | 0.0011212 | 0.95071 | 0.47325 | 0.0011212 | 0.0011212 | 0.0011212 | 0.0011212 | 1.4486 | 16 | 23.178 | 0.95071
MA | lignite ccs | Winter | 0.8 | 0.8 | 0.8 | 0.8 | 0.8 | 0.8 | 0.8 | 0.8 | 0.8 | 0.8 | 0.8 | 0.8 | 0.8 | 0.8 | 0.8 | 0.8 | 0.8 | 0.8 | 0.8 | 0.8 | 0.8 | 0.8 | 0.8 | 0.8 | 19.2 | 51 | 979.2 | 0.8
MA | lignite ccs | Spring | 0.8 | 0.8 | 0.8 | 0.8 | 0.8 | 0.8 | 0.8 | 0.8 | 0.8 | 0.8 | 0.8 | 0.8 | 0.8 | 0.8 | 0.8 | 0.8 | 0.8 | 0.8 | 0.8 | 0.8 | 0.8 | 0.8 | 0.8 | 0.8 | 19.2 | 87 | 1670.4 | 0.8
MA | lignite ccs | Summer | 0.8 | 0.8 | 0.8 | 0.8 | 0.8 | 0.8 | 0.8 | 0.8 | 0.8 | 0.8 | 0.8 | 0.8 | 0.8 | 0.8 | 0.8 | 0.8 | 0.8 | 0.8 | 0.8 | 0.8 | 0.8 | 0.8 | 0.8 | 0.8 | 19.2 | 75 | 1440 | 0.8
MA | lignite ccs | Fall | 0.8 | 0.8 | 0.8 | 0.8 | 0.8 | 0.8 | 0.8 | 0.8 | 0.8 | 0.8 | 0.8 | 0.8 | 0.8 | 0.8 | 0.8 | 0.8 | 0.8 | 0.8 | 0.8 | 0.8 | 0.8 | 0.8 | 0.8 | 0.8 | 19.2 | 117 | 2246.4 | 0.8
MA | lignite ccs | Summer Peak | 0.8 | 0.8 | 0.8 | 0.8 | 0.8 | 0.8 | 0.8 | 0.8 | 0.8 | 0.8 | 0.8 | 0.8 | 0.8 | 0.8 | 0.8 | 0.8 | 0.8 | 0.8 | 0.8 | 0.8 | 0.8 | 0.8 | 0.8 | 0.8 | 19.2 | 19 | 364.8 | 0.8
MA | lignite ccs | Winter Peak | 0.8 | 0.8 | 0.8 | 0.8 | 0.8 | 0.8 | 0.8 | 0.8 | 0.8 | 0.8 | 0.8 | 0.8 | 0.8 | 0.8 | 0.8 | 0.8 | 0.8 | 0.8 | 0.8 | 0.8 | 0.8 | 0.8 | 0.8 | 0.8 | 19.2 | 16 | 307.2 | 0.8
MA | lignite | Winter | 0.638 | 0.638 | 0.638 | 0.638 | 0.638 | 0.638 | 0.638 | 0.638 | 0.638 | 0.638 | 0.638 | 0.638 | 0.638 | 0.638 | 0.638 | 0.638 | 0.638 | 0.638 | 0.638 | 0.638 | 0.638 | 0.638 | 0.638 | 0.638 | 15.312 | 51 | 780.912 | 0.638
MA | lignite | Spring | 0.638 | 0.638 | 0.638 | 0.638 | 0.638 | 0.638 | 0.638 | 0.638 | 0.638 | 0.638 | 0.638 | 0.638 | 0.638 | 0.638 | 0.638 | 0.638 | 0.638 | 0.638 | 0.638 | 0.638 | 0.638 | 0.638 | 0.638 | 0.638 | 15.312 | 87 | 1332.144 | 0.638
MA | lignite | Summer | 0.638 | 0.638 | 0.638 | 0.638 | 0.638 | 0.638 | 0.638 | 0.638 | 0.638 | 0.638 | 0.638 | 0.638 | 0.638 | 0.638 | 0.638 | 0.638 | 0.638 | 0.638 | 0.638 | 0.638 | 0.638 | 0.638 | 0.638 | 0.638 | 15.312 | 75 | 1148.4 | 0.638
MA | lignite | Fall | 0.638 | 0.638 | 0.638 | 0.638 | 0.638 | 0.638 | 0.638 | 0.638 | 0.638 | 0.638 | 0.638 | 0.638 | 0.638 | 0.638 | 0.638 | 0.638 | 0.638 | 0.638 | 0.638 | 0.638 | 0.638 | 0.638 | 0.638 | 0.638 | 15.312 | 117 | 1791.504 | 0.638
MA | lignite | Summer Peak | 0.638 | 0.638 | 0.638 | 0.638 | 0.638 | 0.638 | 0.638 | 0.638 | 0.638 | 0.638 | 0.638 | 0.638 | 0.638 | 0.638 | 0.638 | 0.638 | 0.638 | 0.638 | 0.638 | 0.638 | 0.638 | 0.638 | 0.638 | 0.638 | 15.312 | 19 | 290.928 | 0.638
MA | lignite | Winter Peak | 0.638 | 0.638 | 0.638 | 0.638 | 0.638 | 0.638 | 0.638 | 0.638 | 0.638 | 0.638 | 0.638 | 0.638 | 0.638 | 0.638 | 0.638 | 0.638 | 0.638 | 0.638 | 0.638 | 0.638 | 0.638 | 0.638 | 0.638 | 0.638 | 15.312 | 16 | 244.992 | 0.638
MA | municipal solid waste | Winter | 0.8494 | 0.8494 | 0.8494 | 0.8494 | 0.8494 | 0.8494 | 0.8494 | 0.8494 | 0.8494 | 0.8494 | 0.8494 | 0.8494 | 0.8494 | 0.8494 | 0.8494 | 0.8494 | 0.8494 | 0.8494 | 0.8494 | 0.8494 | 0.8494 | 0.8494 | 0.8494 | 0.8494 | 20.3856 | 51 | 1039.6656 | 0.8494
MA | municipal solid waste | Spring | 0.8494 | 0.8494 | 0.8494 | 0.8494 | 0.8494 | 0.8494 | 0.8494 | 0.8494 | 0.8494 | 0.8494 | 0.8494 | 0.8494 | 0.8494 | 0.8494 | 0.8494 | 0.8494 | 0.8494 | 0.8494 | 0.8494 | 0.8494 | 0.8494 | 0.8494 | 0.8494 | 0.8494 | 20.3856 | 87 | 1773.5472 | 0.8494
MA | municipal solid waste | Summer | 0.8494 | 0.8494 | 0.8494 | 0.8494 | 0.8494 | 0.8494 | 0.8494 | 0.8494 | 0.8494 | 0.8494 | 0.8494 | 0.8494 | 0.8494 | 0.8494 | 0.8494 | 0.8494 | 0.8494 | 0.8494 | 0.8494 | 0.8494 | 0.8494 | 0.8494 | 0.8494 | 0.8494 | 20.3856 | 75 | 1528.92 | 0.8494
MA | municipal solid waste | Fall | 0.8494 | 0.8494 | 0.8494 | 0.8494 | 0.8494 | 0.8494 | 0.8494 | 0.8494 | 0.8494 | 0.8494 | 0.8494 | 0.8494 | 0.8494 | 0.8494 | 0.8494 | 0.8494 | 0.8494 | 0.8494 | 0.8494 | 0.8494 | 0.8494 | 0.8494 | 0.8494 | 0.8494 | 20.3856 | 117 | 2385.1152 | 0.8494
MA | municipal solid waste | Summer Peak | 0.8494 | 0.8494 | 0.8494 | 0.8494 | 0.8494 | 0.8494 | 0.8494 | 0.8494 | 0.8494 | 0.8494 | 0.8494 | 0.8494 | 0.8494 | 0.8494 | 0.8494 | 0.8494 | 0.8494 | 0.8494 | 0.8494 | 0.8494 | 0.8494 | 0.8494 | 0.8494 | 0.8494 | 20.3856 | 19 | 387.3264 | 0.8494
MA | municipal solid waste | Winter Peak | 0.8494 | 0.8494 | 0.8494 | 0.8494 | 0.8494 | 0.8494 | 0.8494 | 0.8494 | 0.8494 | 0.8494 | 0.8494 | 0.8494 | 0.8494 | 0.8494 | 0.8494 | 0.8494 | 0.8494 | 0.8494 | 0.8494 | 0.8494 | 0.8494 | 0.8494 | 0.8494 | 0.8494 | 20.3856 | 16 | 326.1696 | 0.8494
MA | natural gas peaker | Winter | 0.0011212 | 0.0011212 | 0.0011212 | 0.0011212 | 0.0011212 | 0.0011212 | 0.0011212 | 0.0011212 | 0.0011212 | 0.0011212 | 0.0011212 | 0.0011212 | 0.0011212 | 0.0011212 | 0.0011212 | 0.0011212 | 0.0011212 | 0.61418 | 1 | 1 | 1 | 0.0011212 | 0.0011212 | 0.0011212 | 3.6366 | 51 | 185.4669 | 1
MA | natural gas peaker | Spring | 0.0011212 | 0.0011212 | 0.0011212 | 0.0011212 | 0.0011212 | 0.0011212 | 0.0011212 | 0.0011212 | 0.0011212 | 0.0011212 | 0.0011212 | 0.0011212 | 0.0011212 | 0.0011212 | 0.0011212 | 0.0011212 | 0.0011212 | 0.36148 | 1 | 0.087949 | 0.087949 | 0.0011212 | 0.0011212 | 0.0011212 | 1.5598 | 87 | 135.7031 | 1
MA | natural gas peaker | Summer | 0.0011212 | 0.0011212 | 0.0011212 | 0.0011212 | 0.0011212 | 0.0011212 | 0.0011212 | 0.0011212 | 0.0011212 | 0.0011212 | 0.0011212 | 0.0011212 | 0.0011212 | 0.0011212 | 0.0011212 | 0.41914 | 1 | 1 | 1 | 1 | 0.41914 | 0.0011212 | 0.0011212 | 0.0011212 | 4.8585 | 75 | 364.3846 | 1
MA | natural gas peaker | Fall | 0.0011212 | 0.0011212 | 0.0011212 | 0.0011212 | 0.0011212 | 0.0011212 | 0.0011212 | 0.0011212 | 0.0011212 | 0.0011212 | 0.0011212 | 0.0011212 | 0.0011212 | 0.0011212 | 0.0011212 | 0.0011212 | 0.0011212 | 0.26908 | 0.88 | 0.53704 | 0.26835 | 0.0011212 | 0.0011212 | 0.0011212 | 1.9769 | 117 | 231.2974 | 0.88
MA | natural gas peaker | Summer Peak | 0.0011212 | 0.0011212 | 0.0011212 | 0.0011212 | 0.0011212 | 0.0011212 | 0.0011212 | 0.0011212 | 0.0011212 | 0.0011212 | 0.0011212 | 0.0011212 | 0.0011212 | 0.0011212 | 0.0011212 | 0.0011212 | 0.0011212 | 1 | 1 | 0.0011212 | 0.0011212 | 0.0011212 | 0.0011212 | 0.0011212 | 2.0247 | 19 | 38.4687 | 1
MA | natural gas peaker | Winter Peak | 0.0011212 | 0.0011212 | 0.0011212 | 0.0011212 | 0.0011212 | 0.0011212 | 0.0011212 | 0.0011212 | 0.0011212 | 0.0011212 | 0.0011212 | 0.0011212 | 0.0011212 | 0.0011212 | 0.0011212 | 0.0011212 | 0.0011212 | 0.0011212 | 0.95071 | 0.47325 | 0.0011212 | 0.0011212 | 0.0011212 | 0.0011212 | 1.4486 | 16 | 23.178 | 0.95071
MA | nuclear | Winter | 0.909 | 0.909 | 0.909 | 0.909 | 0.909 | 0.909 | 0.909 | 0.909 | 0.909 | 0.909 | 0.909 | 0.909 | 0.909 | 0.909 | 0.909 | 0.909 | 0.909 | 0.909 | 0.909 | 0.909 | 0.909 | 0.909 | 0.909 | 0.909 | 21.816 | 51 | 1112.616 | 0.909
MA | nuclear | Spring | 0.909 | 0.909 | 0.909 | 0.909 | 0.909 | 0.909 | 0.909 | 0.909 | 0.909 | 0.909 | 0.909 | 0.909 | 0.909 | 0.909 | 0.909 | 0.909 | 0.909 | 0.909 | 0.909 | 0.909 | 0.909 | 0.909 | 0.909 | 0.909 | 21.816 | 87 | 1897.992 | 0.909
MA | nuclear | Summer | 0.909 | 0.909 | 0.909 | 0.909 | 0.909 | 0.909 | 0.909 | 0.909 | 0.909 | 0.909 | 0.909 | 0.909 | 0.909 | 0.909 | 0.909 | 0.909 | 0.909 | 0.909 | 0.909 | 0.909 | 0.909 | 0.909 | 0.909 | 0.909 | 21.816 | 75 | 1636.2 | 0.909
MA | nuclear | Fall | 0.909 | 0.909 | 0.909 | 0.909 | 0.909 | 0.909 | 0.909 | 0.909 | 0.909 | 0.909 | 0.909 | 0.909 | 0.909 | 0.909 | 0.909 | 0.909 | 0.909 | 0.909 | 0.909 | 0.909 | 0.909 | 0.909 | 0.909 | 0.909 | 21.816 | 117 | 2552.472 | 0.909
MA | nuclear | Summer Peak | 0.909 | 0.909 | 0.909 | 0.909 | 0.909 | 0.909 | 0.909 | 0.909 | 0.909 | 0.909 | 0.909 | 0.909 | 0.909 | 0.909 | 0.909 | 0.909 | 0.909 | 0.909 | 0.909 | 0.909 | 0.909 | 0.909 | 0.909 | 0.909 | 21.816 | 19 | 414.504 | 0.909
MA | nuclear | Winter Peak | 0.909 | 0.909 | 0.909 | 0.909 | 0.909 | 0.909 | 0.909 | 0.909 | 0.909 | 0.909 | 0.909 | 0.909 | 0.909 | 0.909 | 0.909 | 0.909 | 0.909 | 0.909 | 0.909 | 0.909 | 0.909 | 0.909 | 0.909 | 0.909 | 21.816 | 16 | 349.056 | 0.909
MA | offshore wind | Winter | 0.63412 | 0.62167 | 0.60273 | 0.58543 | 0.57166 | 0.55142 | 0.53354 | 0.51234 | 0.49725 | 0.48161 | 0.47413 | 0.46837 | 0.47495 | 0.48778 | 0.49854 | 0.52381 | 0.56634 | 0.60968 | 0.64747 | 0.68111 | 0.69055 | 0.69651 | 0.69231 | 0.68053 | 13.7839 | 51 | 702.9768 | 0.69651
MA | offshore wind | Spring | 0.57501 | 0.56135 | 0.53029 | 0.51584 | 0.50704 | 0.51433 | 0.52434 | 0.53147 | 0.52155 | 0.51213 | 0.50262 | 0.49757 | 0.4992 | 0.50506 | 0.50703 | 0.50211 | 0.50816 | 0.52572 | 0.53801 | 0.5531 | 0.5581 | 0.56783 | 0.57359 | 0.5605 | 12.6919 | 87 | 1104.199 | 0.57501
MA | offshore wind | Summer | 0.61062 | 0.61057 | 0.60161 | 0.58552 | 0.57987 | 0.57112 | 0.5505 | 0.53119 | 0.5169 | 0.49804 | 0.48631 | 0.49213 | 0.52761 | 0.56686 | 0.60211 | 0.6341 | 0.66207 | 0.67421 | 0.67695 | 0.67988 | 0.67112 | 0.65473 | 0.63613 | 0.61921 | 14.2394 | 75 | 1067.9542 | 0.67988
MA | offshore wind | Fall | 0.55529 | 0.54493 | 0.5372 | 0.53441 | 0.53459 | 0.5337 | 0.52768 | 0.52296 | 0.51311 | 0.50963 | 0.51104 | 0.51356 | 0.52376 | 0.53177 | 0.54007 | 0.54823 | 0.55299 | 0.56075 | 0.56698 | 0.56783 | 0.56918 | 0.57603 | 0.58005 | 0.5717 | 13.0274 | 117 | 1524.2091 | 0.58005
MA | offshore wind | Summer Peak | 0.41769 | 0.40912 | 0.40258 | 0.38664 | 0.37588 | 0.35369 | 0.32528 | 0.30871 | 0.29752 | 0.28728 | 0.28152 | 0.30412 | 0.33131 | 0.35875 | 0.38029 | 0.41632 | 0.42965 | 0.41593 | 0.38336 | 0.36602 | 0.3561 | 0.34959 | 0.3611 | 0.36795 | 8.6664 | 19 | 164.6615 | 0.42965
MA | offshore wind | Winter Peak | 0.625 | 0.58127 | 0.5508 | 0.51903 | 0.48801 | 0.45987 | 0.43252 | 0.41617 | 0.40484 | 0.38726 | 0.3851 | 0.39369 | 0.41091 | 0.42467 | 0.43609 | 0.46238 | 0.49819 | 0.54782 | 0.59198 | 0.63199 | 0.66129 | 0.67774 | 0.67244 | 0.65717 | 12.3162 | 16 | 197.0594 | 0.67774
MA | onshore wind | Winter | 0.42508 | 0.41905 | 0.40693 | 0.39561 | 0.38904 | 0.38104 | 0.37141 | 0.34229 | 0.29116 | 0.26258 | 0.25031 | 0.25158 | 0.26296 | 0.2834 | 0.30276 | 0.34386 | 0.40004 | 0.43144 | 0.45222 | 0.46266 | 0.46116 | 0.46207 | 0.46544 | 0.45886 | 8.973 | 51 | 457.621 | 0.46544
MA | onshore wind | Spring | 0.46705 | 0.45971 | 0.45273 | 0.45184 | 0.45675 | 0.43438 | 0.39561 | 0.36315 | 0.34405 | 0.34047 | 0.34306 | 0.3416 | 0.35277 | 0.36435 | 0.36268 | 0.35358 | 0.37067 | 0.40878 | 0.44203 | 0.4576 | 0.4594 | 0.45325 | 0.44389 | 0.42395 | 9.7434 | 87 | 847.6747 | 0.46705
MA | onshore wind | Summer | 0.40163 | 0.39854 | 0.3925 | 0.38763 | 0.3865 | 0.35696 | 0.29629 | 0.27525 | 0.27097 | 0.28518 | 0.29695 | 0.31078 | 0.3273 | 0.34269 | 0.35111 | 0.36435 | 0.37247 | 0.39817 | 0.43869 | 0.44544 | 0.45133 | 0.43044 | 0.4159 | 0.39346 | 8.7905 | 75 | 659.2903 | 0.45133
MA | onshore wind | Fall | 0.37276 | 0.36782 | 0.36936 | 0.36683 | 0.35543 | 0.33084 | 0.3001 | 0.28251 | 0.26862 | 0.2675 | 0.27173 | 0.28033 | 0.29115 | 0.29903 | 0.30428 | 0.31507 | 0.33104 | 0.34982 | 0.38821 | 0.40797 | 0.41189 | 0.41591 | 0.41001 | 0.40291 | 8.1611 | 117 | 954.8497 | 0.41591
MA | onshore wind | Summer Peak | 0.25992 | 0.26866 | 0.26848 | 0.25256 | 0.22888 | 0.15843 | 0.10584 | 0.096307 | 0.11187 | 0.12464 | 0.13697 | 0.16184 | 0.20175 | 0.20884 | 0.22906 | 0.24236 | 0.22312 | 0.21004 | 0.26737 | 0.28258 | 0.2887 | 0.30573 | 0.28112 | 0.25194 | 5.167 | 19 | 98.1733 | 0.30573
MA | onshore wind | Winter Peak | 0.45835 | 0.44666 | 0.42739 | 0.40812 | 0.39701 | 0.38401 | 0.369 | 0.3433 | 0.27596 | 0.24089 | 0.22067 | 0.23468 | 0.25374 | 0.27743 | 0.29423 | 0.34699 | 0.42434 | 0.48242 | 0.5178 | 0.53123 | 0.53265 | 0.52975 | 0.51801 | 0.51554 | 9.4302 | 16 | 150.8829 | 0.53265
MA | petroleum | Winter | 0.0011212 | 0.0011212 | 0.0011212 | 0.0011212 | 0.0011212 | 0.0011212 | 0.0011212 | 0.0011212 | 0.0011212 | 0.0011212 | 0.0011212 | 0.0011212 | 0.0011212 | 0.0011212 | 0.0011212 | 0.0011212 | 0.0011212 | 0.61418 | 1 | 1 | 1 | 0.0011212 | 0.0011212 | 0.0011212 | 3.6366 | 51 | 185.4669 | 1
MA | petroleum | Spring | 0.0011212 | 0.0011212 | 0.0011212 | 0.0011212 | 0.0011212 | 0.0011212 | 0.0011212 | 0.0011212 | 0.0011212 | 0.0011212 | 0.0011212 | 0.0011212 | 0.0011212 | 0.0011212 | 0.0011212 | 0.0011212 | 0.0011212 | 0.36148 | 1 | 0.087949 | 0.087949 | 0.0011212 | 0.0011212 | 0.0011212 | 1.5598 | 87 | 135.7031 | 1
MA | petroleum | Summer | 0.0011212 | 0.0011212 | 0.0011212 | 0.0011212 | 0.0011212 | 0.0011212 | 0.0011212 | 0.0011212 | 0.0011212 | 0.0011212 | 0.0011212 | 0.0011212 | 0.0011212 | 0.0011212 | 0.0011212 | 0.41914 | 1 | 1 | 1 | 1 | 0.41914 | 0.0011212 | 0.0011212 | 0.0011212 | 4.8585 | 75 | 364.3846 | 1
MA | petroleum | Fall | 0.0011212 | 0.0011212 | 0.0011212 | 0.0011212 | 0.0011212 | 0.0011212 | 0.0011212 | 0.0011212 | 0.0011212 | 0.0011212 | 0.0011212 | 0.0011212 | 0.0011212 | 0.0011212 | 0.0011212 | 0.0011212 | 0.0011212 | 0.26908 | 0.88 | 0.53704 | 0.26835 | 0.0011212 | 0.0011212 | 0.0011212 | 1.9769 | 117 | 231.2974 | 0.88
MA | petroleum | Summer Peak | 0.0011212 | 0.0011212 | 0.0011212 | 0.0011212 | 0.0011212 | 0.0011212 | 0.0011212 | 0.0011212 | 0.0011212 | 0.0011212 | 0.0011212 | 0.0011212 | 0.0011212 | 0.0011212 | 0.0011212 | 0.0011212 | 0.0011212 | 1 | 1 | 0.0011212 | 0.0011212 | 0.0011212 | 0.0011212 | 0.0011212 | 2.0247 | 19 | 38.4687 | 1
MA | petroleum | Winter Peak | 0.0011212 | 0.0011212 | 0.0011212 | 0.0011212 | 0.0011212 | 0.0011212 | 0.0011212 | 0.0011212 | 0.0011212 | 0.0011212 | 0.0011212 | 0.0011212 | 0.0011212 | 0.0011212 | 0.0011212 | 0.0011212 | 0.0011212 | 0.0011212 | 0.95071 | 0.47325 | 0.0011212 | 0.0011212 | 0.0011212 | 0.0011212 | 1.4486 | 16 | 23.178 | 0.95071
MA | pumped hydro | Winter | 0 | 0 | 0 | 0 | 0 | 0 | 0 | 0.0044739 | 0 | 0 | 0 | 0 | 0 | 0.0047367 | 0.016189 | 0.016189 | 0.044817 | 0.25686 | 0.39636 | 0.36277 | 0.26466 | 0.09161 | 0.017301 | 0 | 1.476 | 51 | 75.2744 | 0.39636
MA | pumped hydro | Spring | 0 | 0 | 0 | 0 | 0 | 0 | 0 | 0.0045853 | 0 | 0 | 0 | 0.0002347 | 0.021272 | 0.053942 | 0.063469 | 0.096227 | 0.14986 | 0.34435 | 0.5081 | 0.48563 | 0.38695 | 0.20387 | 0.048261 | 0 | 2.3667 | 87 | 205.9067 | 0.5081
MA | pumped hydro | Summer | 0 | 0 | 0 | 0 | 0 | 0 | 0 | 0.0039193 | 0 | 0 | 0.0014879 | 0.011008 | 0.039651 | 0.076216 | 0.098229 | 0.14629 | 0.23084 | 0.41987 | 0.54298 | 0.56269 | 0.45592 | 0.33586 | 0.10128 | 0.013799 | 3.04 | 75 | 228.0021 | 0.56269
MA | pumped hydro | Fall | 0 | 0 | 0 | 0 | 0 | 0 | 0.00065408 | 0.0045829 | 0 | 0 | 0 | 0.00043122 | 0.017345 | 0.040117 | 0.089425 | 0.15387 | 0.26031 | 0.42308 | 0.54882 | 0.52001 | 0.41182 | 0.23632 | 0.03446 | 0 | 2.7413 | 117 | 320.7273 | 0.54882
MA | pumped hydro | Summer Peak | 0 | 0 | 0 | 0 | 0 | 0 | 0 | 0 | 0 | 0 | 0 | 0.0040307 | 0.10188 | 0.30987 | 0.39454 | 0.45334 | 0.63879 | 0.76868 | 0.80238 | 0.80787 | 0.79305 | 0.58483 | 0.081594 | 0 | 5.7408 | 19 | 109.076 | 0.80787
MA | pumped hydro | Winter Peak | 0 | 0 | 0 | 0 | 0 | 0 | 0 | 0.017145 | 0 | 0 | 0 | 0.0075615 | 0.0013292 | 0 | 0 | 0 | 0.0068298 | 0.21166 | 0.40061 | 0.30007 | 0.23171 | 0.017311 | 0 | 0 | 1.1942 | 16 | 19.1077 | 0.40061
MA | smr | Winter | 0.9 | 0.9 | 0.9 | 0.9 | 0.9 | 0.9 | 0.9 | 0.9 | 0.9 | 0.9 | 0.9 | 0.9 | 0.9 | 0.9 | 0.9 | 0.9 | 0.9 | 0.9 | 0.9 | 0.9 | 0.9 | 0.9 | 0.9 | 0.9 | 21.6 | 51 | 1101.6 | 0.9
MA | smr | Spring | 0.9 | 0.9 | 0.9 | 0.9 | 0.9 | 0.9 | 0.9 | 0.9 | 0.9 | 0.9 | 0.9 | 0.9 | 0.9 | 0.9 | 0.9 | 0.9 | 0.9 | 0.9 | 0.9 | 0.9 | 0.9 | 0.9 | 0.9 | 0.9 | 21.6 | 87 | 1879.2 | 0.9
MA | smr | Summer | 0.9 | 0.9 | 0.9 | 0.9 | 0.9 | 0.9 | 0.9 | 0.9 | 0.9 | 0.9 | 0.9 | 0.9 | 0.9 | 0.9 | 0.9 | 0.9 | 0.9 | 0.9 | 0.9 | 0.9 | 0.9 | 0.9 | 0.9 | 0.9 | 21.6 | 75 | 1620 | 0.9
MA | smr | Fall | 0.9 | 0.9 | 0.9 | 0.9 | 0.9 | 0.9 | 0.9 | 0.9 | 0.9 | 0.9 | 0.9 | 0.9 | 0.9 | 0.9 | 0.9 | 0.9 | 0.9 | 0.9 | 0.9 | 0.9 | 0.9 | 0.9 | 0.9 | 0.9 | 21.6 | 117 | 2527.2 | 0.9
MA | smr | Summer Peak | 0.9 | 0.9 | 0.9 | 0.9 | 0.9 | 0.9 | 0.9 | 0.9 | 0.9 | 0.9 | 0.9 | 0.9 | 0.9 | 0.9 | 0.9 | 0.9 | 0.9 | 0.9 | 0.9 | 0.9 | 0.9 | 0.9 | 0.9 | 0.9 | 21.6 | 19 | 410.4 | 0.9
MA | smr | Winter Peak | 0.9 | 0.9 | 0.9 | 0.9 | 0.9 | 0.9 | 0.9 | 0.9 | 0.9 | 0.9 | 0.9 | 0.9 | 0.9 | 0.9 | 0.9 | 0.9 | 0.9 | 0.9 | 0.9 | 0.9 | 0.9 | 0.9 | 0.9 | 0.9 | 21.6 | 16 | 345.6 | 0.9
MA | solar pv dist | Winter | 0 | 0 | 0 | 0 | 4.3179e-05 | 0.00069291 | 0.050683 | 0.20359 | 0.31441 | 0.31916 | 0.2972 | 0.29796 | 0.3064 | 0.38985 | 0.29501 | 0.095538 | 0.014261 | 0.0003516 | 0 | 0 | 0 | 0 | 0 | 0 | 2.5852 | 51 | 131.8433 | 0.38985
MA | solar pv dist | Spring | 0 | 0 | 0 | 2.4508e-05 | 0.002818 | 0.011255 | 0.24756 | 0.36703 | 0.42004 | 0.42253 | 0.41281 | 0.42376 | 0.45568 | 0.50909 | 0.43179 | 0.27843 | 0.11133 | 0.040812 | 0.0017019 | 0 | 0 | 0 | 0 | 0 | 4.1366 | 87 | 359.8879 | 0.50909
MA | solar pv dist | Summer | 0 | 0 | 0 | 0.00037564 | 0.0092456 | 0.025787 | 0.3525 | 0.43377 | 0.47552 | 0.47474 | 0.46339 | 0.47272 | 0.47693 | 0.49141 | 0.43937 | 0.34648 | 0.18865 | 0.096894 | 0.0037499 | 0 | 0 | 0 | 0 | 0 | 4.7515 | 75 | 356.3648 | 0.49141
MA | solar pv dist | Fall | 0 | 0 | 0 | 0.00012697 | 0.004432 | 0.014477 | 0.1875 | 0.27614 | 0.31964 | 0.33818 | 0.33236 | 0.33441 | 0.32551 | 0.33256 | 0.27726 | 0.18857 | 0.11561 | 0.061283 | 0.0019523 | 0 | 0 | 0 | 0 | 0 | 3.11 | 117 | 363.87 | 0.33818
MA | solar pv dist | Summer Peak | 0 | 0 | 0 | 0.00038633 | 0.01287 | 0.038376 | 0.35548 | 0.38226 | 0.41378 | 0.41524 | 0.4134 | 0.38554 | 0.38569 | 0.3123 | 0.32769 | 0.29952 | 0.20253 | 0.10691 | 0.0061537 | 0 | 0 | 0 | 0 | 0 | 4.0581 | 19 | 77.1041 | 0.41524
MA | solar pv dist | Winter Peak | 0 | 0 | 0 | 0 | 0 | 0 | 0.024876 | 0.14756 | 0.2341 | 0.24739 | 0.23813 | 0.23765 | 0.24835 | 0.3274 | 0.20001 | 0.062909 | 0.0009088 | 0 | 0 | 0 | 0 | 0 | 0 | 0 | 1.9693 | 16 | 31.5086 | 0.3274
MA | solar pv | Winter | 0 | 0 | 0 | 0 | 0.00022537 | 0.0088843 | 0.049614 | 0.20331 | 0.32428 | 0.3303 | 0.31002 | 0.30851 | 0.31737 | 0.33217 | 0.25439 | 0.092203 | 0.015675 | 0.00028417 | 0 | 0 | 0 | 0 | 0 | 0 | 2.5472 | 51 | 129.9091 | 0.33217
MA | solar pv | Spring | 0 | 0 | 0 | 0.0001436 | 0.019684 | 0.10314 | 0.26539 | 0.39782 | 0.45762 | 0.46112 | 0.45245 | 0.45885 | 0.48856 | 0.49283 | 0.42763 | 0.29551 | 0.12802 | 0.029496 | 0.001347 | 0 | 0 | 0 | 0 | 0 | 4.4796 | 87 | 389.7253 | 0.49283
MA | solar pv | Summer | 0 | 0 | 0 | 0.0020101 | 0.062378 | 0.21141 | 0.38825 | 0.48172 | 0.52802 | 0.53175 | 0.5203 | 0.52781 | 0.53318 | 0.52949 | 0.48188 | 0.38582 | 0.21617 | 0.063107 | 0.0028352 | 0 | 0 | 0 | 0 | 0 | 5.4661 | 75 | 409.9603 | 0.53318
MA | solar pv | Fall | 0 | 0 | 0 | 0.00067558 | 0.028994 | 0.10624 | 0.20982 | 0.3061 | 0.35545 | 0.37471 | 0.37041 | 0.37194 | 0.36292 | 0.34967 | 0.29873 | 0.21462 | 0.13296 | 0.044097 | 0.0015619 | 0 | 0 | 0 | 0 | 0 | 3.5289 | 117 | 412.8798 | 0.37471
MA | solar pv | Summer Peak | 0 | 0 | 0 | 0.0020691 | 0.0807 | 0.25077 | 0.40195 | 0.44358 | 0.48051 | 0.48313 | 0.47966 | 0.45602 | 0.45574 | 0.38155 | 0.37731 | 0.34904 | 0.24583 | 0.092168 | 0.0049974 | 0 | 0 | 0 | 0 | 0 | 4.985 | 19 | 94.7156 | 0.48313
MA | solar pv | Winter Peak | 0 | 0 | 0 | 0 | 0 | 0 | 0.020411 | 0.14042 | 0.23147 | 0.25277 | 0.24715 | 0.24519 | 0.25436 | 0.26488 | 0.16977 | 0.054597 | 0.00083811 | 0 | 0 | 0 | 0 | 0 | 0 | 0 | 1.8819 | 16 | 30.1099 | 0.26488
MA | solar thermal | Winter | 0 | 0 | 0 | 0 | 0 | 0 | 0 | 0 | 0 | 0.08597 | 0.37963 | 0.49887 | 0.49723 | 0.48344 | 0.47116 | 0.48279 | 0.49202 | 0.44649 | 0.21282 | 0.015243 | 0 | 0 | 0 | 0 | 4.0657 | 51 | 207.3489 | 0.49887
MA | solar thermal | Spring | 0 | 0 | 0 | 0 | 0 | 0 | 0 | 0.0076376 | 0.18687 | 0.48014 | 0.63047 | 0.67382 | 0.67706 | 0.67418 | 0.66674 | 0.6665 | 0.66683 | 0.64842 | 0.56803 | 0.30656 | 0.039289 | 0 | 0 | 0 | 6.8926 | 87 | 599.653 | 0.67706
MA | solar thermal | Summer | 0 | 0 | 0 | 0 | 0 | 0 | 0 | 0.024165 | 0.27576 | 0.51489 | 0.59949 | 0.63012 | 0.63917 | 0.63842 | 0.63267 | 0.62353 | 0.61338 | 0.59439 | 0.54207 | 0.40006 | 0.11962 | 2.6056e-06 | 0 | 0 | 6.8477 | 75 | 513.5792 | 0.63917
MA | solar thermal | Fall | 0 | 0 | 0 | 0 | 0 | 0 | 0 | 0 | 0.054994 | 0.36422 | 0.55217 | 0.58569 | 0.57826 | 0.56812 | 0.56341 | 0.56827 | 0.56955 | 0.52878 | 0.35579 | 0.077412 | 3.2207e-05 | 0 | 0 | 0 | 5.3667 | 117 | 627.9033 | 0.58569
MA | solar thermal | Summer Peak | 0 | 0 | 0 | 0 | 0 | 0 | 0 | 0.027732 | 0.38084 | 0.62249 | 0.69231 | 0.71807 | 0.7248 | 0.72465 | 0.72329 | 0.72571 | 0.72389 | 0.71218 | 0.67311 | 0.55977 | 0.22117 | 0 | 0 | 0 | 8.23 | 19 | 156.3703 | 0.72571
MA | solar thermal | Winter Peak | 0 | 0 | 0 | 0 | 0 | 0 | 0 | 0 | 0 | 0.0026447 | 0.27588 | 0.35613 | 0.39021 | 0.41121 | 0.42512 | 0.48557 | 0.52766 | 0.49305 | 0.19344 | 0 | 0 | 0 | 0 | 0 | 3.5609 | 16 | 56.9745 | 0.52766
MA | natural gas steam turbine | Winter | 0.1919 | 0.1919 | 0.1919 | 0.1919 | 0.1919 | 0.1919 | 0.1919 | 0.1919 | 0.1919 | 0.1919 | 0.1919 | 0.1919 | 0.1919 | 0.1919 | 0.1919 | 0.1919 | 0.1919 | 0.1919 | 0.1919 | 0.1919 | 0.1919 | 0.1919 | 0.1919 | 0.1919 | 4.6056 | 51 | 234.8856 | 0.1919
MA | natural gas steam turbine | Spring | 0.1919 | 0.1919 | 0.1919 | 0.1919 | 0.1919 | 0.1919 | 0.1919 | 0.1919 | 0.1919 | 0.1919 | 0.1919 | 0.1919 | 0.1919 | 0.1919 | 0.1919 | 0.1919 | 0.1919 | 0.1919 | 0.1919 | 0.1919 | 0.1919 | 0.1919 | 0.1919 | 0.1919 | 4.6056 | 87 | 400.6872 | 0.1919
MA | natural gas steam turbine | Summer | 0.1919 | 0.1919 | 0.1919 | 0.1919 | 0.1919 | 0.1919 | 0.1919 | 0.1919 | 0.1919 | 0.1919 | 0.1919 | 0.1919 | 0.1919 | 0.1919 | 0.1919 | 0.1919 | 0.1919 | 0.1919 | 0.1919 | 0.1919 | 0.1919 | 0.1919 | 0.1919 | 0.1919 | 4.6056 | 75 | 345.42 | 0.1919
MA | natural gas steam turbine | Fall | 0.1919 | 0.1919 | 0.1919 | 0.1919 | 0.1919 | 0.1919 | 0.1919 | 0.1919 | 0.1919 | 0.1919 | 0.1919 | 0.1919 | 0.1919 | 0.1919 | 0.1919 | 0.1919 | 0.1919 | 0.1919 | 0.1919 | 0.1919 | 0.1919 | 0.1919 | 0.1919 | 0.1919 | 4.6056 | 117 | 538.8552 | 0.1919
MA | natural gas steam turbine | Summer Peak | 0.1919 | 0.1919 | 0.1919 | 0.1919 | 0.1919 | 0.1919 | 0.1919 | 0.1919 | 0.1919 | 0.1919 | 0.1919 | 0.1919 | 0.1919 | 0.1919 | 0.1919 | 0.1919 | 0.1919 | 0.1919 | 0.1919 | 0.1919 | 0.1919 | 0.1919 | 0.1919 | 0.1919 | 4.6056 | 19 | 87.5064 | 0.1919
MA | natural gas steam turbine | Winter Peak | 0.1919 | 0.1919 | 0.1919 | 0.1919 | 0.1919 | 0.1919 | 0.1919 | 0.1919 | 0.1919 | 0.1919 | 0.1919 | 0.1919 | 0.1919 | 0.1919 | 0.1919 | 0.1919 | 0.1919 | 0.1919 | 0.1919 | 0.1919 | 0.1919 | 0.1919 | 0.1919 | 0.1919 | 4.6056 | 16 | 73.6896 | 0.1919
MD | biomass ccs | Winter | 0.8 | 0.8 | 0.8 | 0.8 | 0.8 | 0.8 | 0.8 | 0.8 | 0.8 | 0.8 | 0.8 | 0.8 | 0.8 | 0.8 | 0.8 | 0.8 | 0.8 | 0.8 | 0.8 | 0.8 | 0.8 | 0.8 | 0.8 | 0.8 | 19.2 | 61 | 1171.2 | 0.8
MD | biomass ccs | Spring | 0.8 | 0.8 | 0.8 | 0.8 | 0.8 | 0.8 | 0.8 | 0.8 | 0.8 | 0.8 | 0.8 | 0.8 | 0.8 | 0.8 | 0.8 | 0.8 | 0.8 | 0.8 | 0.8 | 0.8 | 0.8 | 0.8 | 0.8 | 0.8 | 19.2 | 35 | 672 | 0.8
MD | biomass ccs | Summer | 0.8 | 0.8 | 0.8 | 0.8 | 0.8 | 0.8 | 0.8 | 0.8 | 0.8 | 0.8 | 0.8 | 0.8 | 0.8 | 0.8 | 0.8 | 0.8 | 0.8 | 0.8 | 0.8 | 0.8 | 0.8 | 0.8 | 0.8 | 0.8 | 19.2 | 132 | 2534.4 | 0.8
MD | biomass ccs | Fall | 0.8 | 0.8 | 0.8 | 0.8 | 0.8 | 0.8 | 0.8 | 0.8 | 0.8 | 0.8 | 0.8 | 0.8 | 0.8 | 0.8 | 0.8 | 0.8 | 0.8 | 0.8 | 0.8 | 0.8 | 0.8 | 0.8 | 0.8 | 0.8 | 19.2 | 110 | 2112 | 0.8
MD | biomass ccs | Summer Peak | 0.8 | 0.8 | 0.8 | 0.8 | 0.8 | 0.8 | 0.8 | 0.8 | 0.8 | 0.8 | 0.8 | 0.8 | 0.8 | 0.8 | 0.8 | 0.8 | 0.8 | 0.8 | 0.8 | 0.8 | 0.8 | 0.8 | 0.8 | 0.8 | 19.2 | 20 | 384 | 0.8
MD | biomass ccs | Winter Peak | 0.8 | 0.8 | 0.8 | 0.8 | 0.8 | 0.8 | 0.8 | 0.8 | 0.8 | 0.8 | 0.8 | 0.8 | 0.8 | 0.8 | 0.8 | 0.8 | 0.8 | 0.8 | 0.8 | 0.8 | 0.8 | 0.8 | 0.8 | 0.8 | 19.2 | 7 | 134.4 | 0.8
MD | biomass | Winter | 0.50581 | 0.50581 | 0.50552 | 0.50523 | 0.50523 | 0.50523 | 0.50663 | 0.50628 | 0.50523 | 0.50552 | 0.50651 | 0.50686 | 0.50686 | 0.50721 | 0.50721 | 0.50931 | 0.51842 | 0.52122 | 0.52157 | 0.52157 | 0.52157 | 0.52087 | 0.51807 | 0.50756 | 12.2513 | 61 | 747.3312 | 0.52157
MD | biomass | Spring | 0.50563 | 0.50563 | 0.50563 | 0.50563 | 0.50563 | 0.50563 | 0.50624 | 0.50574 | 0.50574 | 0.50452 | 0.50452 | 0.50513 | 0.50513 | 0.50513 | 0.50574 | 0.51062 | 0.5215 | 0.52211 | 0.52211 | 0.52211 | 0.52211 | 0.52089 | 0.5154 | 0.50563 | 12.2441 | 35 | 428.5446 | 0.52211
MD | biomass | Summer | 0.50255 | 0.50241 | 0.50241 | 0.50188 | 0.50162 | 0.50162 | 0.50194 | 0.50181 | 0.50181 | 0.50213 | 0.50331 | 0.50462 | 0.50543 | 0.50543 | 0.50573 | 0.51026 | 0.52052 | 0.5227 | 0.5227 | 0.52254 | 0.52254 | 0.52254 | 0.5172 | 0.50601 | 12.2117 | 132 | 1611.9423 | 0.5227
MD | biomass | Fall | 0.50428 | 0.50428 | 0.50412 | 0.50412 | 0.50396 | 0.50396 | 0.50396 | 0.50377 | 0.50377 | 0.50471 | 0.50642 | 0.50891 | 0.51008 | 0.51124 | 0.51241 | 0.51882 | 0.52364 | 0.52403 | 0.52403 | 0.52403 | 0.52403 | 0.52306 | 0.51393 | 0.50483 | 12.2704 | 110 | 1349.7417 | 0.52403
MD | biomass | Summer Peak | 0.50441 | 0.50441 | 0.50441 | 0.50441 | 0.50441 | 0.50441 | 0.50441 | 0.50441 | 0.50548 | 0.50654 | 0.51189 | 0.51402 | 0.51723 | 0.5183 | 0.52257 | 0.52471 | 0.52577 | 0.52577 | 0.52577 | 0.52577 | 0.52577 | 0.52577 | 0.51402 | 0.50548 | 12.3301 | 20 | 246.6029 | 0.52577
MD | biomass | Winter Peak | 0.50441 | 0.50441 | 0.50441 | 0.50441 | 0.50441 | 0.50441 | 0.50441 | 0.50441 | 0.50441 | 0.50441 | 0.50441 | 0.50441 | 0.50441 | 0.50441 | 0.50441 | 0.51051 | 0.51357 | 0.51357 | 0.51357 | 0.51357 | 0.51357 | 0.51357 | 0.50746 | 0.50441 | 12.1699 | 7 | 85.1893 | 0.51357
MD | natural gas combined cycle ccs | Winter | 0.8 | 0.8 | 0.8 | 0.8 | 0.8 | 0.8 | 0.8 | 0.8 | 0.8 | 0.8 | 0.8 | 0.8 | 0.8 | 0.8 | 0.8 | 0.8 | 0.8 | 0.8 | 0.8 | 0.8 | 0.8 | 0.8 | 0.8 | 0.8 | 19.2 | 61 | 1171.2 | 0.8
MD | natural gas combined cycle ccs | Spring | 0.8 | 0.8 | 0.8 | 0.8 | 0.8 | 0.8 | 0.8 | 0.8 | 0.8 | 0.8 | 0.8 | 0.8 | 0.8 | 0.8 | 0.8 | 0.8 | 0.8 | 0.8 | 0.8 | 0.8 | 0.8 | 0.8 | 0.8 | 0.8 | 19.2 | 35 | 672 | 0.8
MD | natural gas combined cycle ccs | Summer | 0.8 | 0.8 | 0.8 | 0.8 | 0.8 | 0.8 | 0.8 | 0.8 | 0.8 | 0.8 | 0.8 | 0.8 | 0.8 | 0.8 | 0.8 | 0.8 | 0.8 | 0.8 | 0.8 | 0.8 | 0.8 | 0.8 | 0.8 | 0.8 | 19.2 | 132 | 2534.4 | 0.8
MD | natural gas combined cycle ccs | Fall | 0.8 | 0.8 | 0.8 | 0.8 | 0.8 | 0.8 | 0.8 | 0.8 | 0.8 | 0.8 | 0.8 | 0.8 | 0.8 | 0.8 | 0.8 | 0.8 | 0.8 | 0.8 | 0.8 | 0.8 | 0.8 | 0.8 | 0.8 | 0.8 | 19.2 | 110 | 2112 | 0.8
MD | natural gas combined cycle ccs | Summer Peak | 0.8 | 0.8 | 0.8 | 0.8 | 0.8 | 0.8 | 0.8 | 0.8 | 0.8 | 0.8 | 0.8 | 0.8 | 0.8 | 0.8 | 0.8 | 0.8 | 0.8 | 0.8 | 0.8 | 0.8 | 0.8 | 0.8 | 0.8 | 0.8 | 19.2 | 20 | 384 | 0.8
MD | natural gas combined cycle ccs | Winter Peak | 0.8 | 0.8 | 0.8 | 0.8 | 0.8 | 0.8 | 0.8 | 0.8 | 0.8 | 0.8 | 0.8 | 0.8 | 0.8 | 0.8 | 0.8 | 0.8 | 0.8 | 0.8 | 0.8 | 0.8 | 0.8 | 0.8 | 0.8 | 0.8 | 19.2 | 7 | 134.4 | 0.8
MD | natural gas combined cycle | Winter | 0.52383 | 0.50699 | 0.50136 | 0.50481 | 0.51939 | 0.53244 | 0.53702 | 0.52283 | 0.50729 | 0.51431 | 0.51799 | 0.51632 | 0.522 | 0.50151 | 0.49412 | 0.52036 | 0.56487 | 0.5937 | 0.59805 | 0.59807 | 0.5967 | 0.5889 | 0.57581 | 0.54771 | 12.9064 | 61 | 787.289 | 0.59807
MD | natural gas combined cycle | Spring | 0.602 | 0.58963 | 0.58963 | 0.58963 | 0.59216 | 0.59596 | 0.6075 | 0.6001 | 0.59723 | 0.59596 | 0.60483 | 0.60483 | 0.60483 | 0.60483 | 0.60483 | 0.60483 | 0.6137 | 0.6196 | 0.62505 | 0.62397 | 0.61897 | 0.61369 | 0.61288 | 0.60804 | 14.5247 | 35 | 508.3639 | 0.62505
MD | natural gas combined cycle | Summer | 0.42978 | 0.40579 | 0.39409 | 0.39451 | 0.40516 | 0.42052 | 0.40601 | 0.39488 | 0.40791 | 0.42364 | 0.45534 | 0.48342 | 0.49732 | 0.49893 | 0.50415 | 0.53121 | 0.55623 | 0.59667 | 0.59842 | 0.59857 | 0.59855 | 0.58687 | 0.56192 | 0.5195 | 11.6694 | 132 | 1540.3605 | 0.59857
MD | natural gas combined cycle | Fall | 0.48842 | 0.45274 | 0.43279 | 0.42741 | 0.43077 | 0.44744 | 0.45347 | 0.47124 | 0.50389 | 0.52734 | 0.56733 | 0.58115 | 0.58918 | 0.59123 | 0.59149 | 0.59802 | 0.60355 | 0.61547 | 0.61668 | 0.61588 | 0.61325 | 0.60961 | 0.60562 | 0.56583 | 12.9998 | 110 | 1429.9779 | 0.61668
MD | natural gas combined cycle | Summer Peak | 0.49728 | 0.44255 | 0.38712 | 0.38303 | 0.38268 | 0.38046 | 0.37159 | 0.3982 | 0.4441 | 0.50183 | 0.55534 | 0.60179 | 0.61842 | 0.61987 | 0.63095 | 0.63828 | 0.64027 | 0.64407 | 0.64697 | 0.64407 | 0.63828 | 0.63684 | 0.63394 | 0.55505 | 12.893 | 20 | 257.8603 | 0.64697
MD | natural gas combined cycle | Winter Peak | 0.60825 | 0.5985 | 0.59558 | 0.59558 | 0.59558 | 0.60825 | 0.62092 | 0.62092 | 0.62092 | 0.62092 | 0.62092 | 0.62092 | 0.62092 | 0.60825 | 0.60806 | 0.60825 | 0.62092 | 0.62092 | 0.62092 | 0.62092 | 0.62092 | 0.62092 | 0.62092 | 0.62092 | 14.7401 | 7 | 103.1804 | 0.62092
MD | crude oil | Winter | 0.0693 | 0.0693 | 0.0693 | 0.0693 | 0.0693 | 0.0693 | 0.0693 | 0.0693 | 0.0693 | 0.0693 | 0.0693 | 0.0693 | 0.0693 | 0.0693 | 0.0693 | 0.0693 | 0.0693 | 0.0693 | 0.0693 | 0.0693 | 0.0693 | 0.0693 | 0.0693 | 0.0693 | 1.6632 | 61 | 101.4552 | 0.0693
MD | crude oil | Spring | 0.0693 | 0.0693 | 0.0693 | 0.0693 | 0.0693 | 0.0693 | 0.0693 | 0.0693 | 0.0693 | 0.0693 | 0.0693 | 0.0693 | 0.0693 | 0.0693 | 0.0693 | 0.0693 | 0.0693 | 0.0693 | 0.0693 | 0.0693 | 0.0693 | 0.0693 | 0.0693 | 0.0693 | 1.6632 | 35 | 58.212 | 0.0693
MD | crude oil | Summer | 0.0693 | 0.0693 | 0.0693 | 0.0693 | 0.0693 | 0.0693 | 0.0693 | 0.0693 | 0.0693 | 0.0693 | 0.0693 | 0.0693 | 0.0693 | 0.0693 | 0.0693 | 0.0693 | 0.0693 | 0.0693 | 0.0693 | 0.0693 | 0.0693 | 0.0693 | 0.0693 | 0.0693 | 1.6632 | 132 | 219.5424 | 0.0693
MD | crude oil | Fall | 0.0693 | 0.0693 | 0.0693 | 0.0693 | 0.0693 | 0.0693 | 0.0693 | 0.0693 | 0.0693 | 0.0693 | 0.0693 | 0.0693 | 0.0693 | 0.0693 | 0.0693 | 0.0693 | 0.0693 | 0.0693 | 0.0693 | 0.0693 | 0.0693 | 0.0693 | 0.0693 | 0.0693 | 1.6632 | 110 | 182.952 | 0.0693
MD | crude oil | Summer Peak | 0.0693 | 0.0693 | 0.0693 | 0.0693 | 0.0693 | 0.0693 | 0.0693 | 0.0693 | 0.0693 | 0.0693 | 0.0693 | 0.0693 | 0.0693 | 0.0693 | 0.0693 | 0.0693 | 0.0693 | 0.0693 | 0.0693 | 0.0693 | 0.0693 | 0.0693 | 0.0693 | 0.0693 | 1.6632 | 20 | 33.264 | 0.0693
MD | crude oil | Winter Peak | 0.0693 | 0.0693 | 0.0693 | 0.0693 | 0.0693 | 0.0693 | 0.0693 | 0.0693 | 0.0693 | 0.0693 | 0.0693 | 0.0693 | 0.0693 | 0.0693 | 0.0693 | 0.0693 | 0.0693 | 0.0693 | 0.0693 | 0.0693 | 0.0693 | 0.0693 | 0.0693 | 0.0693 | 1.6632 | 7 | 11.6424 | 0.0693
MD | geothermal | Winter | 0.6595 | 0.6595 | 0.6595 | 0.6595 | 0.6595 | 0.6595 | 0.6595 | 0.6595 | 0.6595 | 0.6595 | 0.6595 | 0.6595 | 0.6595 | 0.6595 | 0.6595 | 0.6595 | 0.6595 | 0.6595 | 0.6595 | 0.6595 | 0.6595 | 0.6595 | 0.6595 | 0.6595 | 15.828 | 61 | 965.508 | 0.6595
MD | geothermal | Spring | 0.6595 | 0.6595 | 0.6595 | 0.6595 | 0.6595 | 0.6595 | 0.6595 | 0.6595 | 0.6595 | 0.6595 | 0.6595 | 0.6595 | 0.6595 | 0.6595 | 0.6595 | 0.6595 | 0.6595 | 0.6595 | 0.6595 | 0.6595 | 0.6595 | 0.6595 | 0.6595 | 0.6595 | 15.828 | 35 | 553.98 | 0.6595
MD | geothermal | Summer | 0.6595 | 0.6595 | 0.6595 | 0.6595 | 0.6595 | 0.6595 | 0.6595 | 0.6595 | 0.6595 | 0.6595 | 0.6595 | 0.6595 | 0.6595 | 0.6595 | 0.6595 | 0.6595 | 0.6595 | 0.6595 | 0.6595 | 0.6595 | 0.6595 | 0.6595 | 0.6595 | 0.6595 | 15.828 | 132 | 2089.296 | 0.6595
MD | geothermal | Fall | 0.6595 | 0.6595 | 0.6595 | 0.6595 | 0.6595 | 0.6595 | 0.6595 | 0.6595 | 0.6595 | 0.6595 | 0.6595 | 0.6595 | 0.6595 | 0.6595 | 0.6595 | 0.6595 | 0.6595 | 0.6595 | 0.6595 | 0.6595 | 0.6595 | 0.6595 | 0.6595 | 0.6595 | 15.828 | 110 | 1741.08 | 0.6595
MD | geothermal | Summer Peak | 0.6595 | 0.6595 | 0.6595 | 0.6595 | 0.6595 | 0.6595 | 0.6595 | 0.6595 | 0.6595 | 0.6595 | 0.6595 | 0.6595 | 0.6595 | 0.6595 | 0.6595 | 0.6595 | 0.6595 | 0.6595 | 0.6595 | 0.6595 | 0.6595 | 0.6595 | 0.6595 | 0.6595 | 15.828 | 20 | 316.56 | 0.6595
MD | geothermal | Winter Peak | 0.6595 | 0.6595 | 0.6595 | 0.6595 | 0.6595 | 0.6595 | 0.6595 | 0.6595 | 0.6595 | 0.6595 | 0.6595 | 0.6595 | 0.6595 | 0.6595 | 0.6595 | 0.6595 | 0.6595 | 0.6595 | 0.6595 | 0.6595 | 0.6595 | 0.6595 | 0.6595 | 0.6595 | 15.828 | 7 | 110.796 | 0.6595
MD | hard coal ccs | Winter | 0.8 | 0.8 | 0.8 | 0.8 | 0.8 | 0.8 | 0.8 | 0.8 | 0.8 | 0.8 | 0.8 | 0.8 | 0.8 | 0.8 | 0.8 | 0.8 | 0.8 | 0.8 | 0.8 | 0.8 | 0.8 | 0.8 | 0.8 | 0.8 | 19.2 | 61 | 1171.2 | 0.8
MD | hard coal ccs | Spring | 0.8 | 0.8 | 0.8 | 0.8 | 0.8 | 0.8 | 0.8 | 0.8 | 0.8 | 0.8 | 0.8 | 0.8 | 0.8 | 0.8 | 0.8 | 0.8 | 0.8 | 0.8 | 0.8 | 0.8 | 0.8 | 0.8 | 0.8 | 0.8 | 19.2 | 35 | 672 | 0.8
MD | hard coal ccs | Summer | 0.8 | 0.8 | 0.8 | 0.8 | 0.8 | 0.8 | 0.8 | 0.8 | 0.8 | 0.8 | 0.8 | 0.8 | 0.8 | 0.8 | 0.8 | 0.8 | 0.8 | 0.8 | 0.8 | 0.8 | 0.8 | 0.8 | 0.8 | 0.8 | 19.2 | 132 | 2534.4 | 0.8
MD | hard coal ccs | Fall | 0.8 | 0.8 | 0.8 | 0.8 | 0.8 | 0.8 | 0.8 | 0.8 | 0.8 | 0.8 | 0.8 | 0.8 | 0.8 | 0.8 | 0.8 | 0.8 | 0.8 | 0.8 | 0.8 | 0.8 | 0.8 | 0.8 | 0.8 | 0.8 | 19.2 | 110 | 2112 | 0.8
MD | hard coal ccs | Summer Peak | 0.8 | 0.8 | 0.8 | 0.8 | 0.8 | 0.8 | 0.8 | 0.8 | 0.8 | 0.8 | 0.8 | 0.8 | 0.8 | 0.8 | 0.8 | 0.8 | 0.8 | 0.8 | 0.8 | 0.8 | 0.8 | 0.8 | 0.8 | 0.8 | 19.2 | 20 | 384 | 0.8
MD | hard coal ccs | Winter Peak | 0.8 | 0.8 | 0.8 | 0.8 | 0.8 | 0.8 | 0.8 | 0.8 | 0.8 | 0.8 | 0.8 | 0.8 | 0.8 | 0.8 | 0.8 | 0.8 | 0.8 | 0.8 | 0.8 | 0.8 | 0.8 | 0.8 | 0.8 | 0.8 | 19.2 | 7 | 134.4 | 0.8
MD | hard coal | Winter | 0.049135 | 0.049135 | 0.049135 | 0.049135 | 0.049135 | 0.049135 | 0.049135 | 0.049135 | 0.049135 | 0.049135 | 0.049135 | 0.063575 | 0.063575 | 0.081609 | 0.087341 | 0.090051 | 0.090051 | 0.1009 | 0.11564 | 0.10593 | 0.08669 | 0.073601 | 0.050728 | 0.041707 | 1.5919 | 61 | 97.1046 | 0.11564
MD | hard coal | Spring | 0.010482 | 0.010482 | 0.010482 | 0.010482 | 0.010482 | 0.010482 | 0.010482 | 0.010482 | 0.010482 | 0.010482 | 0.010482 | 0.010482 | 0.010482 | 0.010482 | 0.010482 | 0.010482 | 0.010482 | 0.015205 | 0.02024 | 0.015205 | 0.010482 | 0.010482 | 0.010482 | 0.010482 | 0.27077 | 35 | 9.4771 | 0.02024
MD | hard coal | Summer | 0.099954 | 0.099954 | 0.099954 | 0.099954 | 0.099954 | 0.099954 | 0.099954 | 0.099954 | 0.099954 | 0.099954 | 0.10371 | 0.12568 | 0.13387 | 0.14615 | 0.16411 | 0.17993 | 0.19793 | 0.23213 | 0.24826 | 0.24027 | 0.20294 | 0.16583 | 0.12643 | 0.10023 | 3.367 | 132 | 444.4446 | 0.24826
MD | hard coal | Fall | 0.24811 | 0.24811 | 0.24811 | 0.24811 | 0.24811 | 0.24811 | 0.24811 | 0.24811 | 0.24811 | 0.24811 | 0.26262 | 0.30735 | 0.33564 | 0.36008 | 0.38192 | 0.42606 | 0.46261 | 0.50294 | 0.57242 | 0.53538 | 0.45655 | 0.37282 | 0.28789 | 0.25467 | 8.0001 | 110 | 880.0073 | 0.57242
MD | hard coal | Summer Peak | 0.67725 | 0.67725 | 0.67725 | 0.67725 | 0.67725 | 0.67725 | 0.67725 | 0.67725 | 0.67725 | 0.68552 | 0.72699 | 0.90509 | 0.97918 | 1 | 1 | 1 | 1 | 1 | 1 | 1 | 1 | 1 | 0.71331 | 0.66372 | 19.7691 | 20 | 395.382 | 1
MD | hard coal | Winter Peak | 0 | 0 | 0 | 0 | 0 | 0 | 0 | 0 | 0 | 0 | 0 | 0 | 0 | 0 | 0 | 0 | 0 | 0 | 0 | 0 | 0 | 0 | 0 | 0 | 0 | 7 | 0 | 0
MD | heavy or residual fuel oil | Winter | 0 | 0 | 0 | 0 | 0 | 0 | 0 | 0 | 0 | 0 | 0 | 0 | 0 | 0 | 0 | 0 | 0 | 0 | 0.19464 | 0.0071688 | 0 | 0 | 0 | 0 | 0.20181 | 61 | 12.3103 | 0.19464
MD | heavy or residual fuel oil | Spring | 0 | 0 | 0 | 0 | 0 | 0 | 0 | 0 | 0 | 0 | 0 | 0 | 0 | 0 | 0 | 0 | 0 | 0 | 0.013269 | 0 | 0 | 0 | 0 | 0 | 0.013269 | 35 | 0.4644 | 0.013269
MD | heavy or residual fuel oil | Summer | 0 | 0 | 0 | 0 | 0 | 0 | 0 | 0 | 0 | 0 | 0 | 0 | 0 | 0 | 0.00026599 | 0.027431 | 0.29316 | 0.9136 | 0.95 | 0.46777 | 0.0048211 | 0 | 0 | 0 | 2.657 | 132 | 350.7297 | 0.95
MD | heavy or residual fuel oil | Fall | 0 | 0 | 0 | 0 | 0 | 0 | 0 | 0 | 0 | 0 | 0 | 0 | 0 | 0 | 0 | 0 | 0 | 0.046378 | 0.052756 | 0 | 0 | 0 | 0 | 0 | 0.099133 | 110 | 10.9047 | 0.052756
MD | heavy or residual fuel oil | Summer Peak | 0 | 0 | 0 | 0 | 0 | 0 | 0 | 0 | 0 | 0 | 0 | 0 | 0 | 0 | 0 | 0 | 0 | 0.023141 | 0.95 | 0.023141 | 0 | 0 | 0 | 0 | 0.99628 | 20 | 19.9257 | 0.95
MD | heavy or residual fuel oil | Winter Peak | 0 | 0 | 0 | 0 | 0 | 0 | 0 | 0 | 0 | 0 | 0 | 0 | 0 | 0 | 0 | 0 | 0 | 0 | 0 | 0 | 0 | 0 | 0 | 0 | 0 | 7 | 0 | 0
MD | hydro | Winter | 0.41502 | 0.41502 | 0.41502 | 0.41502 | 0.41502 | 0.41502 | 0.41502 | 0.41502 | 0.41502 | 0.41502 | 0.41502 | 0.41502 | 0.41502 | 0.41502 | 0.41502 | 0.41502 | 0.41502 | 0.41502 | 0.41502 | 0.41502 | 0.41502 | 0.41502 | 0.41502 | 0.41502 | 9.9606 | 61 | 607.5959 | 0.41502
MD | hydro | Spring | 0.41371 | 0.41371 | 0.41371 | 0.41371 | 0.41371 | 0.41371 | 0.41371 | 0.41371 | 0.41371 | 0.41371 | 0.41371 | 0.41371 | 0.41371 | 0.41371 | 0.41371 | 0.41371 | 0.41371 | 0.41371 | 0.41371 | 0.41371 | 0.41371 | 0.41371 | 0.41371 | 0.41371 | 9.9291 | 35 | 347.5192 | 0.41371
MD | hydro | Summer | 0.38765 | 0.38765 | 0.38765 | 0.38765 | 0.38765 | 0.38765 | 0.38765 | 0.38765 | 0.38765 | 0.38765 | 0.38765 | 0.38765 | 0.38765 | 0.38765 | 0.38765 | 0.38765 | 0.38765 | 0.38765 | 0.38765 | 0.38765 | 0.38765 | 0.38765 | 0.38765 | 0.38765 | 9.3035 | 132 | 1228.0665 | 0.38765
MD | hydro | Fall | 0.35406 | 0.35406 | 0.35406 | 0.35406 | 0.35406 | 0.35406 | 0.35406 | 0.35406 | 0.35406 | 0.35406 | 0.35406 | 0.35406 | 0.35406 | 0.35406 | 0.35406 | 0.35406 | 0.35406 | 0.35406 | 0.35406 | 0.35406 | 0.35406 | 0.35406 | 0.35406 | 0.35406 | 8.4975 | 110 | 934.7258 | 0.35406
MD | hydro | Summer Peak | 0.26119 | 0.26119 | 0.26119 | 0.26119 | 0.26119 | 0.26119 | 0.26119 | 0.26119 | 0.26119 | 0.26119 | 0.26119 | 0.26119 | 0.26119 | 0.26119 | 0.26119 | 0.26119 | 0.26119 | 0.26119 | 0.26119 | 0.26119 | 0.26119 | 0.26119 | 0.26119 | 0.26119 | 6.2686 | 20 | 125.3724 | 0.26119
MD | hydro | Winter Peak | 0.41519 | 0.41519 | 0.41519 | 0.41519 | 0.41519 | 0.41519 | 0.41519 | 0.41519 | 0.41519 | 0.41519 | 0.41519 | 0.41519 | 0.41519 | 0.41519 | 0.41519 | 0.41519 | 0.41519 | 0.41519 | 0.41519 | 0.41519 | 0.41519 | 0.41519 | 0.41519 | 0.41519 | 9.9646 | 7 | 69.7523 | 0.41519
MD | hydrogen combined cycle | Winter | 0.60573 | 0.59962 | 0.59838 | 0.60087 | 0.60919 | 0.61902 | 0.62477 | 0.61911 | 0.60791 | 0.60626 | 0.60624 | 0.60478 | 0.60058 | 0.5905 | 0.58776 | 0.60039 | 0.62148 | 0.62626 | 0.62819 | 0.6276 | 0.62607 | 0.62445 | 0.6242 | 0.62168 | 14.681 | 61 | 895.5424 | 0.62819
MD | hydrogen combined cycle | Spring | 0.34779 | 0.31332 | 0.30886 | 0.31134 | 0.33162 | 0.36453 | 0.35785 | 0.35412 | 0.36413 | 0.37863 | 0.40386 | 0.41743 | 0.42456 | 0.42601 | 0.4317 | 0.45292 | 0.46573 | 0.54664 | 0.55162 | 0.55248 | 0.5528 | 0.52978 | 0.49372 | 0.46375 | 10.1452 | 35 | 355.0816 | 0.5528
MD | hydrogen combined cycle | Summer | 0.46221 | 0.41123 | 0.36702 | 0.35939 | 0.35828 | 0.35777 | 0.34643 | 0.37012 | 0.42398 | 0.46909 | 0.53627 | 0.58677 | 0.61657 | 0.62266 | 0.62669 | 0.63046 | 0.63949 | 0.64629 | 0.64931 | 0.6473 | 0.64159 | 0.63857 | 0.6352 | 0.56362 | 12.6063 | 132 | 1664.0352 | 0.64931
MD | hydrogen combined cycle | Fall | 0.5067 | 0.48781 | 0.48074 | 0.48085 | 0.48157 | 0.49404 | 0.50131 | 0.47828 | 0.4871 | 0.49945 | 0.53295 | 0.54885 | 0.56003 | 0.56193 | 0.56363 | 0.59642 | 0.62613 | 0.62855 | 0.62763 | 0.6276 | 0.62712 | 0.62712 | 0.61143 | 0.54178 | 13.179 | 110 | 1449.6911 | 0.62855
MD | hydrogen combined cycle | Summer Peak | 0.65535 | 0.41009 | 0.34227 | 0.34227 | 0.34227 | 0.34227 | 0.34227 | 0.34227 | 0.34227 | 0.56588 | 0.65535 | 0.65535 | 0.65535 | 0.65535 | 0.65535 | 0.65535 | 0.65535 | 0.68454 | 0.68454 | 0.68454 | 0.68454 | 0.65535 | 0.65535 | 0.65535 | 13.3188 | 20 | 266.3764 | 0.68454
MD | hydrogen combined cycle | Winter Peak | 0.62616 | 0.62616 | 0.62616 | 0.62616 | 0.62616 | 0.62616 | 0.62616 | 0.62616 | 0.62616 | 0.5367 | 0.49198 | 0.31308 | 0.31308 | 0.31308 | 0.31308 | 0.31308 | 0.62616 | 0.62616 | 0.62616 | 0.62616 | 0.62616 | 0.62616 | 0.62616 | 0.62616 | 13.2388 | 7 | 92.6716 | 0.62616
MD | hydrogen ct | Winter | 5.3515e-11 | 5.3515e-11 | 5.3515e-11 | 5.3515e-11 | 5.3515e-11 | 5.3515e-11 | 0.038196 | 0.038196 | 5.3515e-11 | 5.3515e-11 | 5.3515e-11 | 5.3515e-11 | 5.3515e-11 | 5.3515e-11 | 0.00035426 | 0.019098 | 0.019098 | 0.10493 | 0.34196 | 0.11517 | 0.00035426 | 5.3515e-11 | 5.3515e-11 | 5.3515e-11 | 0.67735 | 61 | 41.3183 | 0.34196
MD | hydrogen ct | Spring | 5.3515e-11 | 5.3515e-11 | 5.3515e-11 | 5.3515e-11 | 5.3515e-11 | 5.3515e-11 | 5.3515e-11 | 5.3515e-11 | 5.3515e-11 | 5.3515e-11 | 5.3515e-11 | 5.3515e-11 | 5.3515e-11 | 5.3515e-11 | 5.3515e-11 | 5.3515e-11 | 5.3515e-11 | 0.16766 | 0.33347 | 0.16704 | 0.033285 | 0.00061743 | 5.3515e-11 | 5.3515e-11 | 0.70207 | 35 | 24.5725 | 0.33347
MD | hydrogen ct | Summer | 5.3515e-11 | 5.3515e-11 | 5.3515e-11 | 5.3515e-11 | 5.3515e-11 | 5.3515e-11 | 5.3515e-11 | 5.3515e-11 | 5.3515e-11 | 5.3515e-11 | 5.3515e-11 | 5.3515e-11 | 5.3515e-11 | 0.0089893 | 0.017815 | 0.026968 | 0.062047 | 0.18799 | 0.48971 | 0.18477 | 0.053385 | 0.0088256 | 5.3515e-11 | 5.3515e-11 | 1.0405 | 132 | 137.3452 | 0.48971
MD | hydrogen ct | Fall | 5.3515e-11 | 5.3515e-11 | 5.3515e-11 | 5.3515e-11 | 5.3515e-11 | 5.3515e-11 | 5.3515e-11 | 5.3515e-11 | 5.3515e-11 | 5.3515e-11 | 5.3515e-11 | 5.3515e-11 | 0.010787 | 0.021181 | 0.032165 | 0.05315 | 0.069831 | 0.46397 | 0.66693 | 0.29938 | 0.032361 | 0.021181 | 5.3515e-11 | 5.3515e-11 | 1.6709 | 110 | 183.8027 | 0.66693
MD | hydrogen ct | Summer Peak | 5.3515e-11 | 5.3515e-11 | 5.3515e-11 | 5.3515e-11 | 5.3515e-11 | 5.3515e-11 | 5.3515e-11 | 5.3515e-11 | 5.3515e-11 | 5.3515e-11 | 5.3515e-11 | 0.0010805 | 0.058249 | 0.06041 | 0.17475 | 0.23408 | 0.29232 | 0.35165 | 1 | 0.40882 | 0.11866 | 5.3515e-11 | 5.3515e-11 | 5.3515e-11 | 2.7 | 20 | 54.0004 | 1
MD | hydrogen ct | Winter Peak | 5.3515e-11 | 5.3515e-11 | 5.3515e-11 | 5.3515e-11 | 5.3515e-11 | 5.3515e-11 | 5.3515e-11 | 5.3515e-11 | 5.3515e-11 | 5.3515e-11 | 5.3515e-11 | 5.3515e-11 | 5.3515e-11 | 5.3515e-11 | 5.3515e-11 | 5.3515e-11 | 5.3515e-11 | 5.3515e-11 | 5.3515e-11 | 5.3515e-11 | 5.3515e-11 | 5.3515e-11 | 5.3515e-11 | 5.3515e-11 | 1.2844e-09 | 7 | 8.9906e-09 | 5.3515e-11
MD | lignite ccs | Winter | 0.8 | 0.8 | 0.8 | 0.8 | 0.8 | 0.8 | 0.8 | 0.8 | 0.8 | 0.8 | 0.8 | 0.8 | 0.8 | 0.8 | 0.8 | 0.8 | 0.8 | 0.8 | 0.8 | 0.8 | 0.8 | 0.8 | 0.8 | 0.8 | 19.2 | 61 | 1171.2 | 0.8
MD | lignite ccs | Spring | 0.8 | 0.8 | 0.8 | 0.8 | 0.8 | 0.8 | 0.8 | 0.8 | 0.8 | 0.8 | 0.8 | 0.8 | 0.8 | 0.8 | 0.8 | 0.8 | 0.8 | 0.8 | 0.8 | 0.8 | 0.8 | 0.8 | 0.8 | 0.8 | 19.2 | 35 | 672 | 0.8
MD | lignite ccs | Summer | 0.8 | 0.8 | 0.8 | 0.8 | 0.8 | 0.8 | 0.8 | 0.8 | 0.8 | 0.8 | 0.8 | 0.8 | 0.8 | 0.8 | 0.8 | 0.8 | 0.8 | 0.8 | 0.8 | 0.8 | 0.8 | 0.8 | 0.8 | 0.8 | 19.2 | 132 | 2534.4 | 0.8
MD | lignite ccs | Fall | 0.8 | 0.8 | 0.8 | 0.8 | 0.8 | 0.8 | 0.8 | 0.8 | 0.8 | 0.8 | 0.8 | 0.8 | 0.8 | 0.8 | 0.8 | 0.8 | 0.8 | 0.8 | 0.8 | 0.8 | 0.8 | 0.8 | 0.8 | 0.8 | 19.2 | 110 | 2112 | 0.8
MD | lignite ccs | Summer Peak | 0.8 | 0.8 | 0.8 | 0.8 | 0.8 | 0.8 | 0.8 | 0.8 | 0.8 | 0.8 | 0.8 | 0.8 | 0.8 | 0.8 | 0.8 | 0.8 | 0.8 | 0.8 | 0.8 | 0.8 | 0.8 | 0.8 | 0.8 | 0.8 | 19.2 | 20 | 384 | 0.8
MD | lignite ccs | Winter Peak | 0.8 | 0.8 | 0.8 | 0.8 | 0.8 | 0.8 | 0.8 | 0.8 | 0.8 | 0.8 | 0.8 | 0.8 | 0.8 | 0.8 | 0.8 | 0.8 | 0.8 | 0.8 | 0.8 | 0.8 | 0.8 | 0.8 | 0.8 | 0.8 | 19.2 | 7 | 134.4 | 0.8
MD | lignite | Winter | 0.638 | 0.638 | 0.638 | 0.638 | 0.638 | 0.638 | 0.638 | 0.638 | 0.638 | 0.638 | 0.638 | 0.638 | 0.638 | 0.638 | 0.638 | 0.638 | 0.638 | 0.638 | 0.638 | 0.638 | 0.638 | 0.638 | 0.638 | 0.638 | 15.312 | 61 | 934.032 | 0.638
MD | lignite | Spring | 0.638 | 0.638 | 0.638 | 0.638 | 0.638 | 0.638 | 0.638 | 0.638 | 0.638 | 0.638 | 0.638 | 0.638 | 0.638 | 0.638 | 0.638 | 0.638 | 0.638 | 0.638 | 0.638 | 0.638 | 0.638 | 0.638 | 0.638 | 0.638 | 15.312 | 35 | 535.92 | 0.638
MD | lignite | Summer | 0.638 | 0.638 | 0.638 | 0.638 | 0.638 | 0.638 | 0.638 | 0.638 | 0.638 | 0.638 | 0.638 | 0.638 | 0.638 | 0.638 | 0.638 | 0.638 | 0.638 | 0.638 | 0.638 | 0.638 | 0.638 | 0.638 | 0.638 | 0.638 | 15.312 | 132 | 2021.184 | 0.638
MD | lignite | Fall | 0.638 | 0.638 | 0.638 | 0.638 | 0.638 | 0.638 | 0.638 | 0.638 | 0.638 | 0.638 | 0.638 | 0.638 | 0.638 | 0.638 | 0.638 | 0.638 | 0.638 | 0.638 | 0.638 | 0.638 | 0.638 | 0.638 | 0.638 | 0.638 | 15.312 | 110 | 1684.32 | 0.638
MD | lignite | Summer Peak | 0.638 | 0.638 | 0.638 | 0.638 | 0.638 | 0.638 | 0.638 | 0.638 | 0.638 | 0.638 | 0.638 | 0.638 | 0.638 | 0.638 | 0.638 | 0.638 | 0.638 | 0.638 | 0.638 | 0.638 | 0.638 | 0.638 | 0.638 | 0.638 | 15.312 | 20 | 306.24 | 0.638
MD | lignite | Winter Peak | 0.638 | 0.638 | 0.638 | 0.638 | 0.638 | 0.638 | 0.638 | 0.638 | 0.638 | 0.638 | 0.638 | 0.638 | 0.638 | 0.638 | 0.638 | 0.638 | 0.638 | 0.638 | 0.638 | 0.638 | 0.638 | 0.638 | 0.638 | 0.638 | 15.312 | 7 | 107.184 | 0.638
MD | municipal solid waste | Winter | 0.56893 | 0.56893 | 0.56893 | 0.56893 | 0.56893 | 0.56893 | 0.57039 | 0.57022 | 0.5698 | 0.56938 | 0.56938 | 0.56959 | 0.56959 | 0.56938 | 0.56938 | 0.57252 | 0.58567 | 0.58692 | 0.58692 | 0.58672 | 0.58672 | 0.58609 | 0.58253 | 0.56956 | 13.7844 | 61 | 840.8456 | 0.58692
MD | municipal solid waste | Spring | 0.56518 | 0.56496 | 0.56475 | 0.56432 | 0.56389 | 0.56389 | 0.56389 | 0.56315 | 0.56315 | 0.56336 | 0.56401 | 0.56508 | 0.56508 | 0.56508 | 0.5653 | 0.5721 | 0.58419 | 0.58823 | 0.58823 | 0.58823 | 0.58823 | 0.58823 | 0.58143 | 0.5702 | 13.7142 | 35 | 479.9958 | 0.58823
MD | municipal solid waste | Summer | 0.56809 | 0.56809 | 0.56786 | 0.56718 | 0.56696 | 0.56696 | 0.56696 | 0.56696 | 0.56696 | 0.56857 | 0.57423 | 0.57833 | 0.58192 | 0.58413 | 0.58579 | 0.58994 | 0.5916 | 0.5916 | 0.5916 | 0.5916 | 0.5916 | 0.5916 | 0.58054 | 0.56947 | 13.8685 | 132 | 1830.6476 | 0.5916
MD | municipal solid waste | Fall | 0.56809 | 0.56809 | 0.56809 | 0.56809 | 0.56809 | 0.56809 | 0.56809 | 0.56809 | 0.56809 | 0.56809 | 0.56849 | 0.56967 | 0.57006 | 0.57046 | 0.57283 | 0.5819 | 0.589 | 0.589 | 0.589 | 0.589 | 0.589 | 0.58663 | 0.57598 | 0.56809 | 13.79 | 110 | 1516.902 | 0.589
MD | municipal solid waste | Summer Peak | 0.56809 | 0.56809 | 0.56809 | 0.56809 | 0.56809 | 0.56809 | 0.56809 | 0.56809 | 0.56809 | 0.56809 | 0.56809 | 0.59216 | 0.59216 | 0.59216 | 0.59216 | 0.59216 | 0.59216 | 0.59216 | 0.59216 | 0.59216 | 0.59216 | 0.59216 | 0.59216 | 0.56809 | 13.923 | 20 | 278.4593 | 0.59216
MD | municipal solid waste | Winter Peak | 0.56809 | 0.56809 | 0.56809 | 0.56809 | 0.56809 | 0.56809 | 0.56809 | 0.56809 | 0.56809 | 0.56809 | 0.56809 | 0.56809 | 0.56809 | 0.56809 | 0.56809 | 0.56809 | 0.56809 | 0.56809 | 0.59216 | 0.59216 | 0.59216 | 0.59216 | 0.59216 | 0.56809 | 13.7545 | 7 | 96.2816 | 0.59216
MD | natural gas peaker | Winter | 5.3515e-11 | 5.3515e-11 | 5.3515e-11 | 5.3515e-11 | 5.3515e-11 | 5.3515e-11 | 0.038196 | 0.038196 | 5.3515e-11 | 5.3515e-11 | 5.3515e-11 | 5.3515e-11 | 5.3515e-11 | 5.3515e-11 | 0.00035426 | 0.019098 | 0.019098 | 0.10493 | 0.34196 | 0.11517 | 0.00035426 | 5.3515e-11 | 5.3515e-11 | 5.3515e-11 | 0.67735 | 61 | 41.3183 | 0.34196
MD | natural gas peaker | Spring | 5.3515e-11 | 5.3515e-11 | 5.3515e-11 | 5.3515e-11 | 5.3515e-11 | 5.3515e-11 | 5.3515e-11 | 5.3515e-11 | 5.3515e-11 | 5.3515e-11 | 5.3515e-11 | 5.3515e-11 | 5.3515e-11 | 5.3515e-11 | 5.3515e-11 | 5.3515e-11 | 5.3515e-11 | 0.16766 | 0.33347 | 0.16704 | 0.033285 | 0.00061743 | 5.3515e-11 | 5.3515e-11 | 0.70207 | 35 | 24.5725 | 0.33347
MD | natural gas peaker | Summer | 5.3515e-11 | 5.3515e-11 | 5.3515e-11 | 5.3515e-11 | 5.3515e-11 | 5.3515e-11 | 5.3515e-11 | 5.3515e-11 | 5.3515e-11 | 5.3515e-11 | 5.3515e-11 | 5.3515e-11 | 5.3515e-11 | 0.0089893 | 0.017815 | 0.026968 | 0.062047 | 0.18799 | 0.48971 | 0.18477 | 0.053385 | 0.0088256 | 5.3515e-11 | 5.3515e-11 | 1.0405 | 132 | 137.3452 | 0.48971
MD | natural gas peaker | Fall | 5.3515e-11 | 5.3515e-11 | 5.3515e-11 | 5.3515e-11 | 5.3515e-11 | 5.3515e-11 | 5.3515e-11 | 5.3515e-11 | 5.3515e-11 | 5.3515e-11 | 5.3515e-11 | 5.3515e-11 | 0.010787 | 0.021181 | 0.032165 | 0.05315 | 0.069831 | 0.46397 | 0.66693 | 0.29938 | 0.032361 | 0.021181 | 5.3515e-11 | 5.3515e-11 | 1.6709 | 110 | 183.8027 | 0.66693
MD | natural gas peaker | Summer Peak | 5.3515e-11 | 5.3515e-11 | 5.3515e-11 | 5.3515e-11 | 5.3515e-11 | 5.3515e-11 | 5.3515e-11 | 5.3515e-11 | 5.3515e-11 | 5.3515e-11 | 5.3515e-11 | 0.0010805 | 0.058249 | 0.06041 | 0.17475 | 0.23408 | 0.29232 | 0.35165 | 1 | 0.40882 | 0.11866 | 5.3515e-11 | 5.3515e-11 | 5.3515e-11 | 2.7 | 20 | 54.0004 | 1
MD | natural gas peaker | Winter Peak | 5.3515e-11 | 5.3515e-11 | 5.3515e-11 | 5.3515e-11 | 5.3515e-11 | 5.3515e-11 | 5.3515e-11 | 5.3515e-11 | 5.3515e-11 | 5.3515e-11 | 5.3515e-11 | 5.3515e-11 | 5.3515e-11 | 5.3515e-11 | 5.3515e-11 | 5.3515e-11 | 5.3515e-11 | 5.3515e-11 | 5.3515e-11 | 5.3515e-11 | 5.3515e-11 | 5.3515e-11 | 5.3515e-11 | 5.3515e-11 | 1.2844e-09 | 7 | 8.9906e-09 | 5.3515e-11
MD | nuclear | Winter | 0.96569 | 0.96569 | 0.96569 | 0.96569 | 0.96569 | 0.96569 | 0.96569 | 0.96569 | 0.96569 | 0.96569 | 0.96569 | 0.96569 | 0.96569 | 0.96569 | 0.96569 | 0.96569 | 0.96569 | 0.96569 | 0.96569 | 0.96569 | 0.96569 | 0.96569 | 0.96569 | 0.96569 | 23.1767 | 61 | 1413.7767 | 0.96569
MD | nuclear | Spring | 0.96569 | 0.96569 | 0.96569 | 0.96569 | 0.96569 | 0.96569 | 0.96569 | 0.96569 | 0.96569 | 0.96569 | 0.96569 | 0.96569 | 0.96569 | 0.96569 | 0.96569 | 0.96569 | 0.96569 | 0.96569 | 0.96569 | 0.96569 | 0.96569 | 0.96569 | 0.96569 | 0.96569 | 23.1767 | 35 | 811.1834 | 0.96569
MD | nuclear | Summer | 0.96569 | 0.96569 | 0.96569 | 0.96569 | 0.96569 | 0.96569 | 0.95472 | 0.95713 | 0.96569 | 0.96569 | 0.96569 | 0.96569 | 0.96569 | 0.96569 | 0.96569 | 0.96569 | 0.96569 | 0.96569 | 0.96569 | 0.96569 | 0.96569 | 0.96569 | 0.96569 | 0.96569 | 23.1571 | 132 | 3056.7405 | 0.96569
MD | nuclear | Fall | 0.96569 | 0.96569 | 0.96569 | 0.96569 | 0.96569 | 0.96569 | 0.96569 | 0.96569 | 0.96569 | 0.96569 | 0.96569 | 0.96569 | 0.96569 | 0.96569 | 0.96569 | 0.96569 | 0.96569 | 0.96569 | 0.96569 | 0.96569 | 0.96569 | 0.96569 | 0.96569 | 0.96569 | 23.1767 | 110 | 2549.4334 | 0.96569
MD | nuclear | Summer Peak | 0.96569 | 0.96569 | 0.96569 | 0.96569 | 0.96569 | 0.96569 | 0.96569 | 0.96569 | 0.96569 | 0.96569 | 0.96569 | 0.96569 | 0.96569 | 0.96569 | 0.96569 | 0.96569 | 0.96569 | 0.96569 | 0.96569 | 0.96569 | 0.96569 | 0.96569 | 0.96569 | 0.96569 | 23.1767 | 20 | 463.5333 | 0.96569
MD | nuclear | Winter Peak | 0.96569 | 0.96569 | 0.96569 | 0.96569 | 0.96569 | 0.96569 | 0.96569 | 0.96569 | 0.96569 | 0.96569 | 0.96569 | 0.96569 | 0.96569 | 0.96569 | 0.96569 | 0.96569 | 0.96569 | 0.96569 | 0.96569 | 0.96569 | 0.96569 | 0.96569 | 0.96569 | 0.96569 | 23.1767 | 7 | 162.2367 | 0.96569
MD | offshore wind | Winter | 0.6055 | 0.62136 | 0.61339 | 0.60725 | 0.6064 | 0.60903 | 0.60377 | 0.59437 | 0.56227 | 0.53158 | 0.4902 | 0.46098 | 0.43604 | 0.43953 | 0.45003 | 0.46196 | 0.47313 | 0.49496 | 0.49707 | 0.49961 | 0.51382 | 0.53091 | 0.54525 | 0.55094 | 12.7993 | 61 | 780.76 | 0.62136
MD | offshore wind | Spring | 0.6429 | 0.59025 | 0.57968 | 0.54601 | 0.53375 | 0.51079 | 0.49059 | 0.48036 | 0.45658 | 0.43519 | 0.4349 | 0.44191 | 0.46552 | 0.47733 | 0.50388 | 0.5356 | 0.57755 | 0.60459 | 0.64786 | 0.70418 | 0.7351 | 0.74757 | 0.74675 | 0.74483 | 13.6336 | 35 | 477.1775 | 0.74757
MD | offshore wind | Summer | 0.53964 | 0.53936 | 0.5325 | 0.5129 | 0.51291 | 0.50143 | 0.48385 | 0.4777 | 0.4351 | 0.40359 | 0.37841 | 0.37659 | 0.39288 | 0.40524 | 0.42675 | 0.44312 | 0.45206 | 0.45346 | 0.4616 | 0.46547 | 0.47989 | 0.49742 | 0.51134 | 0.50727 | 11.1905 | 132 | 1477.1438 | 0.53964
MD | offshore wind | Fall | 0.53115 | 0.53146 | 0.51342 | 0.48564 | 0.4826 | 0.46795 | 0.446 | 0.4214 | 0.39379 | 0.3735 | 0.37443 | 0.38975 | 0.41416 | 0.44003 | 0.45424 | 0.47169 | 0.47742 | 0.4904 | 0.51414 | 0.52352 | 0.5234 | 0.53047 | 0.54359 | 0.56048 | 11.3546 | 110 | 1249.0095 | 0.56048
MD | offshore wind | Summer Peak | 0.37162 | 0.3738 | 0.422 | 0.4145 | 0.37812 | 0.32359 | 0.37402 | 0.3507 | 0.3002 | 0.26632 | 0.25387 | 0.26774 | 0.34157 | 0.39368 | 0.42096 | 0.39218 | 0.43355 | 0.46953 | 0.44861 | 0.44664 | 0.4023 | 0.35377 | 0.33107 | 0.32864 | 8.859 | 20 | 177.1798 | 0.46953
MD | offshore wind | Winter Peak | 0.52459 | 0.52895 | 0.53862 | 0.55685 | 0.58252 | 0.61278 | 0.62611 | 0.6299 | 0.64528 | 0.63384 | 0.55652 | 0.53154 | 0.51967 | 0.52355 | 0.51572 | 0.50108 | 0.59536 | 0.62744 | 0.63151 | 0.64366 | 0.64156 | 0.63876 | 0.64272 | 0.65396 | 14.1025 | 7 | 98.7173 | 0.65396
MD | onshore wind | Winter | 0.44018 | 0.43872 | 0.43327 | 0.43413 | 0.43629 | 0.44388 | 0.439 | 0.42025 | 0.37723 | 0.34644 | 0.34165 | 0.34334 | 0.35529 | 0.35426 | 0.34321 | 0.34016 | 0.37205 | 0.40338 | 0.41296 | 0.42164 | 0.42303 | 0.41445 | 0.41855 | 0.42218 | 9.5755 | 61 | 584.107 | 0.44388
MD | onshore wind | Spring | 0.37688 | 0.38641 | 0.40367 | 0.42179 | 0.42725 | 0.42776 | 0.428 | 0.42028 | 0.40897 | 0.38841 | 0.37728 | 0.37676 | 0.37813 | 0.38468 | 0.38845 | 0.41051 | 0.43603 | 0.45912 | 0.46686 | 0.47079 | 0.46149 | 0.4459 | 0.43599 | 0.4384 | 10.0198 | 35 | 350.6945 | 0.47079
MD | onshore wind | Summer | 0.38688 | 0.38474 | 0.39072 | 0.39121 | 0.38719 | 0.37749 | 0.33179 | 0.28455 | 0.26646 | 0.26013 | 0.26018 | 0.25986 | 0.27 | 0.27575 | 0.27921 | 0.28142 | 0.28675 | 0.29283 | 0.34559 | 0.36826 | 0.37696 | 0.38032 | 0.3867 | 0.38957 | 7.9146 | 132 | 1044.7241 | 0.39121
MD | onshore wind | Fall | 0.30696 | 0.30108 | 0.29854 | 0.30484 | 0.30609 | 0.29922 | 0.26803 | 0.23706 | 0.22494 | 0.22226 | 0.22104 | 0.22604 | 0.23707 | 0.24455 | 0.24796 | 0.25441 | 0.26817 | 0.28019 | 0.30255 | 0.31557 | 0.3133 | 0.31506 | 0.32092 | 0.31859 | 6.6344 | 110 | 729.7875 | 0.32092
MD | onshore wind | Summer Peak | 0.29997 | 0.29274 | 0.29395 | 0.27814 | 0.26472 | 0.24292 | 0.1923 | 0.16077 | 0.1559 | 0.15339 | 0.14822 | 0.14482 | 0.14716 | 0.15194 | 0.14578 | 0.1496 | 0.1452 | 0.15229 | 0.19799 | 0.21835 | 0.22326 | 0.2257 | 0.23373 | 0.24207 | 4.8609 | 20 | 97.2187 | 0.29997
MD | onshore wind | Winter Peak | 0.3763 | 0.39209 | 0.39925 | 0.37429 | 0.34572 | 0.33595 | 0.3314 | 0.33782 | 0.32812 | 0.32002 | 0.32363 | 0.3322 | 0.33173 | 0.32946 | 0.33862 | 0.35776 | 0.38641 | 0.38721 | 0.37048 | 0.37791 | 0.3862 | 0.41364 | 0.44804 | 0.46035 | 8.7846 | 7 | 61.4922 | 0.46035
MD | petroleum | Winter | 5.3515e-11 | 5.3515e-11 | 5.3515e-11 | 5.3515e-11 | 5.3515e-11 | 5.3515e-11 | 0.038196 | 0.038196 | 5.3515e-11 | 5.3515e-11 | 5.3515e-11 | 5.3515e-11 | 5.3515e-11 | 5.3515e-11 | 0.00035426 | 0.019098 | 0.019098 | 0.10493 | 0.34196 | 0.11517 | 0.00035426 | 5.3515e-11 | 5.3515e-11 | 5.3515e-11 | 0.67735 | 61 | 41.3183 | 0.34196
MD | petroleum | Spring | 5.3515e-11 | 5.3515e-11 | 5.3515e-11 | 5.3515e-11 | 5.3515e-11 | 5.3515e-11 | 5.3515e-11 | 5.3515e-11 | 5.3515e-11 | 5.3515e-11 | 5.3515e-11 | 5.3515e-11 | 5.3515e-11 | 5.3515e-11 | 5.3515e-11 | 5.3515e-11 | 5.3515e-11 | 0.16766 | 0.33347 | 0.16704 | 0.033285 | 0.00061743 | 5.3515e-11 | 5.3515e-11 | 0.70207 | 35 | 24.5725 | 0.33347
MD | petroleum | Summer | 5.3515e-11 | 5.3515e-11 | 5.3515e-11 | 5.3515e-11 | 5.3515e-11 | 5.3515e-11 | 5.3515e-11 | 5.3515e-11 | 5.3515e-11 | 5.3515e-11 | 5.3515e-11 | 5.3515e-11 | 5.3515e-11 | 0.0089893 | 0.017815 | 0.026968 | 0.062047 | 0.18799 | 0.48971 | 0.18477 | 0.053385 | 0.0088256 | 5.3515e-11 | 5.3515e-11 | 1.0405 | 132 | 137.3452 | 0.48971
MD | petroleum | Fall | 5.3515e-11 | 5.3515e-11 | 5.3515e-11 | 5.3515e-11 | 5.3515e-11 | 5.3515e-11 | 5.3515e-11 | 5.3515e-11 | 5.3515e-11 | 5.3515e-11 | 5.3515e-11 | 5.3515e-11 | 0.010787 | 0.021181 | 0.032165 | 0.05315 | 0.069831 | 0.46397 | 0.66693 | 0.29938 | 0.032361 | 0.021181 | 5.3515e-11 | 5.3515e-11 | 1.6709 | 110 | 183.8027 | 0.66693
MD | petroleum | Summer Peak | 5.3515e-11 | 5.3515e-11 | 5.3515e-11 | 5.3515e-11 | 5.3515e-11 | 5.3515e-11 | 5.3515e-11 | 5.3515e-11 | 5.3515e-11 | 5.3515e-11 | 5.3515e-11 | 0.0010805 | 0.058249 | 0.06041 | 0.17475 | 0.23408 | 0.29232 | 0.35165 | 1 | 0.40882 | 0.11866 | 5.3515e-11 | 5.3515e-11 | 5.3515e-11 | 2.7 | 20 | 54.0004 | 1
MD | petroleum | Winter Peak | 5.3515e-11 | 5.3515e-11 | 5.3515e-11 | 5.3515e-11 | 5.3515e-11 | 5.3515e-11 | 5.3515e-11 | 5.3515e-11 | 5.3515e-11 | 5.3515e-11 | 5.3515e-11 | 5.3515e-11 | 5.3515e-11 | 5.3515e-11 | 5.3515e-11 | 5.3515e-11 | 5.3515e-11 | 5.3515e-11 | 5.3515e-11 | 5.3515e-11 | 5.3515e-11 | 5.3515e-11 | 5.3515e-11 | 5.3515e-11 | 1.2844e-09 | 7 | 8.9906e-09 | 5.3515e-11
MD | pumped hydro | Winter | 0.050786 | 0.031782 | 0.011015 | 0.0036035 | 0.0015851 | 0.005556 | 0.040084 | 0.033931 | 0.015151 | 0.0089085 | 0.0017651 | 0.0025064 | 0.0017282 | 0.0011129 | 0.0006206 | 0.00067935 | 0.0057153 | 0.12696 | 0.27549 | 0.26941 | 0.19322 | 0.12361 | 0.087958 | 0.059443 | 1.3526 | 61 | 82.5099 | 0.27549
MD | pumped hydro | Spring | 0.13406 | 0.089046 | 0.043601 | 0.027674 | 0.022308 | 0.021574 | 0.03002 | 0.021769 | 0.01624 | 0.0019417 | 0.0019339 | 0.0016268 | 0.0017358 | 0.0033852 | 0.0067275 | 0.010701 | 0.041979 | 0.14699 | 0.34078 | 0.37694 | 0.3594 | 0.20445 | 0.15713 | 0.1425 | 2.2045 | 35 | 77.1578 | 0.37694
MD | pumped hydro | Summer | 0.088023 | 0.039339 | 0.016514 | 0.0093124 | 0.0054294 | 0.0038308 | 0.0031176 | 0.0012654 | 0.00015248 | 2.3472e-05 | 0.00083549 | 0.022595 | 0.10315 | 0.18902 | 0.2678 | 0.35551 | 0.45477 | 0.53128 | 0.58425 | 0.58312 | 0.54844 | 0.32976 | 0.16117 | 0.12689 | 4.4256 | 132 | 584.1794 | 0.58425
MD | pumped hydro | Fall | 0.087977 | 0.062359 | 0.024155 | 0.0062008 | 0.0025893 | 0.0017164 | 0.0023704 | 0.0063496 | 0.0078345 | 0.00033795 | 0.00071655 | 0.00089718 | 0.0046131 | 0.012083 | 0.021131 | 0.03584 | 0.098139 | 0.31041 | 0.39754 | 0.41951 | 0.24537 | 0.15513 | 0.1382 | 0.11573 | 2.1572 | 110 | 237.2922 | 0.41951
MD | pumped hydro | Summer Peak | 0.13154 | 0.040447 | 0 | 0 | 0 | 0 | 0 | 0 | 0 | 0.00043189 | 0.0018473 | 0.083516 | 0.34412 | 0.45311 | 0.54917 | 0.60615 | 0.63472 | 0.64234 | 0.639 | 0.63262 | 0.72697 | 0.67088 | 0.19429 | 0.14993 | 6.5011 | 20 | 130.0215 | 0.72697
MD | pumped hydro | Winter Peak | 0.0047638 | 0.0026573 | 0.0018473 | 0.0018473 | 0 | 0.094888 | 0.19155 | 0.14615 | 0.0043146 | 0.012964 | 0.003345 | 0.0052486 | 0.0036945 | 0 | 0 | 0 | 0.0048896 | 0.20752 | 0.3746 | 0.38504 | 0.33367 | 0.19894 | 0.069298 | 0.020111 | 2.0674 | 7 | 14.4715 | 0.38504
MD | smr | Winter | 1 | 1 | 1 | 1 | 1 | 1 | 1 | 1 | 1 | 1 | 1 | 1 | 1 | 1 | 1 | 1 | 1 | 1 | 1 | 1 | 1 | 1 | 1 | 1 | 24 | 61 | 1464 | 1
MD | smr | Spring | 1 | 1 | 1 | 1 | 1 | 1 | 1 | 1 | 1 | 1 | 1 | 1 | 1 | 1 | 1 | 1 | 1 | 1 | 1 | 1 | 1 | 1 | 1 | 1 | 24 | 35 | 840 | 1
MD | smr | Summer | 1 | 1 | 1 | 1 | 1 | 1 | 1 | 1 | 1 | 1 | 1 | 1 | 1 | 1 | 1 | 1 | 1 | 1 | 1 | 1 | 1 | 1 | 1 | 1 | 24 | 132 | 3168 | 1
MD | smr | Fall | 1 | 1 | 1 | 1 | 1 | 1 | 1 | 1 | 1 | 1 | 1 | 1 | 1 | 1 | 1 | 1 | 1 | 1 | 1 | 1 | 1 | 1 | 1 | 1 | 24 | 110 | 2640 | 1
MD | smr | Summer Peak | 1 | 1 | 1 | 1 | 1 | 1 | 1 | 1 | 1 | 1 | 1 | 1 | 1 | 1 | 1 | 1 | 1 | 1 | 1 | 1 | 1 | 1 | 1 | 1 | 24 | 20 | 480 | 1
MD | smr | Winter Peak | 1 | 1 | 1 | 1 | 1 | 1 | 1 | 1 | 1 | 1 | 1 | 1 | 1 | 1 | 1 | 1 | 1 | 1 | 1 | 1 | 1 | 1 | 1 | 1 | 24 | 7 | 168 | 1
MD | solar pv dist | Winter | 0 | 0 | 0 | 0 | 0.00020452 | 0.0022533 | 0.081285 | 0.26996 | 0.42991 | 0.45638 | 0.4451 | 0.42343 | 0.44017 | 0.59565 | 0.53193 | 0.32314 | 0.094817 | 0.018795 | 0.0010779 | 0 | 0 | 0 | 0 | 0 | 4.1141 | 61 | 250.9606 | 0.59565
MD | solar pv dist | Spring | 0 | 0 | 0 | 0 | 0 | 0 | 0.006705 | 0.096408 | 0.2071 | 0.23863 | 0.23442 | 0.23904 | 0.24521 | 0.27822 | 0.21833 | 0.10427 | 0.0054635 | 0.00054287 | 0 | 0 | 0 | 0 | 0 | 0 | 1.8743 | 35 | 65.6017 | 0.27822
MD | solar pv dist | Summer | 0 | 0 | 0 | 0 | 0.0016752 | 0.011608 | 0.29581 | 0.44448 | 0.51108 | 0.50625 | 0.49446 | 0.48609 | 0.48831 | 0.55252 | 0.52925 | 0.41415 | 0.23713 | 0.11952 | 0.0076257 | 0 | 0 | 0 | 0 | 0 | 5.1 | 132 | 673.1954 | 0.55252
MD | solar pv dist | Fall | 0 | 0 | 0 | 0 | 0.0010005 | 0.0073199 | 0.14965 | 0.2365 | 0.28025 | 0.31452 | 0.3355 | 0.34037 | 0.33785 | 0.37529 | 0.34119 | 0.25721 | 0.16381 | 0.087655 | 0.0066531 | 0 | 0 | 0 | 0 | 0 | 3.2348 | 110 | 355.8252 | 0.37529
MD | solar pv dist | Summer Peak | 0 | 0 | 0 | 0 | 0.001667 | 0.014666 | 0.22479 | 0.26847 | 0.30711 | 0.32551 | 0.3417 | 0.31461 | 0.30086 | 0.32518 | 0.30123 | 0.25252 | 0.18272 | 0.103 | 0.010192 | 0 | 0 | 0 | 0 | 0 | 3.2742 | 20 | 65.4843 | 0.3417
MD | solar pv dist | Winter Peak | 0 | 0 | 0 | 0 | 0 | 0 | 0.0015159 | 0.067019 | 0.076483 | 0.097686 | 0.12346 | 0.14786 | 0.13674 | 0.24603 | 0.21982 | 0.14134 | 0.013643 | 0 | 0 | 0 | 0 | 0 | 0 | 0 | 1.2716 | 7 | 8.9012 | 0.24603
MD | solar pv | Winter | 0 | 0 | 0 | 0 | 2.9638e-05 | 0.011631 | 0.050717 | 0.21559 | 0.38499 | 0.41976 | 0.40717 | 0.39105 | 0.40024 | 0.42451 | 0.41646 | 0.29775 | 0.10252 | 0.01528 | 0.0010937 | 0 | 0 | 0 | 0 | 0 | 3.5388 | 61 | 215.8665 | 0.42451
MD | solar pv | Spring | 0 | 0 | 0 | 0 | 0 | 4.2526e-05 | 0.0018373 | 0.051978 | 0.17241 | 0.20477 | 0.20789 | 0.20558 | 0.20507 | 0.18949 | 0.15694 | 0.08362 | 0.0065912 | 0.00023714 | 0 | 0 | 0 | 0 | 0 | 0 | 1.4865 | 35 | 52.0265 | 0.20789
MD | solar pv | Summer | 0 | 0 | 0 | 0 | 0.00030126 | 0.065991 | 0.25447 | 0.42466 | 0.49728 | 0.50983 | 0.49836 | 0.48804 | 0.48966 | 0.49381 | 0.4749 | 0.40606 | 0.25875 | 0.088355 | 0.0065644 | 0 | 0 | 0 | 0 | 0 | 4.957 | 132 | 654.3287 | 0.50983
MD | solar pv | Fall | 0 | 0 | 0 | 0 | 0.00016642 | 0.044677 | 0.13404 | 0.21446 | 0.27316 | 0.30736 | 0.32474 | 0.32883 | 0.33257 | 0.32705 | 0.29801 | 0.2538 | 0.17131 | 0.073711 | 0.0057837 | 0 | 0 | 0 | 0 | 0 | 3.0897 | 110 | 339.8641 | 0.33257
MD | solar pv | Summer Peak | 0 | 0 | 0 | 0 | 0.00024134 | 0.076039 | 0.21043 | 0.29632 | 0.33478 | 0.357 | 0.35073 | 0.32955 | 0.32993 | 0.32041 | 0.28677 | 0.22987 | 0.17153 | 0.084974 | 0.0058283 | 0 | 0 | 0 | 0 | 0 | 3.3844 | 20 | 67.6881 | 0.357
MD | solar pv | Winter Peak | 0 | 0 | 0 | 0 | 0 | 0 | 2.2825e-05 | 0.042884 | 0.068041 | 0.085005 | 0.097204 | 0.12093 | 0.10975 | 0.11446 | 0.12567 | 0.097777 | 0.01343 | 0 | 0 | 0 | 0 | 0 | 0 | 0 | 0.87516 | 7 | 6.1261 | 0.12567
MD | solar thermal | Winter | 0 | 0 | 0 | 0 | 0 | 0 | 0 | 0 | 0 | 0.08597 | 0.37963 | 0.49887 | 0.49723 | 0.48344 | 0.47116 | 0.48279 | 0.49202 | 0.44649 | 0.21282 | 0.015243 | 0 | 0 | 0 | 0 | 4.0657 | 61 | 248.0056 | 0.49887
MD | solar thermal | Spring | 0 | 0 | 0 | 0 | 0 | 0 | 0 | 0.0076376 | 0.18687 | 0.48014 | 0.63047 | 0.67382 | 0.67706 | 0.67418 | 0.66674 | 0.6665 | 0.66683 | 0.64842 | 0.56803 | 0.30656 | 0.039289 | 0 | 0 | 0 | 6.8926 | 35 | 241.2397 | 0.67706
MD | solar thermal | Summer | 0 | 0 | 0 | 0 | 0 | 0 | 0 | 0.024165 | 0.27576 | 0.51489 | 0.59949 | 0.63012 | 0.63917 | 0.63842 | 0.63267 | 0.62353 | 0.61338 | 0.59439 | 0.54207 | 0.40006 | 0.11962 | 2.6056e-06 | 0 | 0 | 6.8477 | 132 | 903.8995 | 0.63917
MD | solar thermal | Fall | 0 | 0 | 0 | 0 | 0 | 0 | 0 | 0 | 0.054994 | 0.36422 | 0.55217 | 0.58569 | 0.57826 | 0.56812 | 0.56341 | 0.56827 | 0.56955 | 0.52878 | 0.35579 | 0.077412 | 3.2207e-05 | 0 | 0 | 0 | 5.3667 | 110 | 590.3364 | 0.58569
MD | solar thermal | Summer Peak | 0 | 0 | 0 | 0 | 0 | 0 | 0 | 0.027732 | 0.38084 | 0.62249 | 0.69231 | 0.71807 | 0.7248 | 0.72465 | 0.72329 | 0.72571 | 0.72389 | 0.71218 | 0.67311 | 0.55977 | 0.22117 | 0 | 0 | 0 | 8.23 | 20 | 164.6003 | 0.72571
MD | solar thermal | Winter Peak | 0 | 0 | 0 | 0 | 0 | 0 | 0 | 0 | 0 | 0.0026447 | 0.27588 | 0.35613 | 0.39021 | 0.41121 | 0.42512 | 0.48557 | 0.52766 | 0.49305 | 0.19344 | 0 | 0 | 0 | 0 | 0 | 3.5609 | 7 | 24.9263 | 0.52766
MD | natural gas steam turbine | Winter | 0.1255 | 0.1255 | 0.1255 | 0.1255 | 0.1255 | 0.1255 | 0.1255 | 0.1255 | 0.1255 | 0.1255 | 0.1255 | 0.1255 | 0.1255 | 0.1255 | 0.1255 | 0.1255 | 0.1255 | 0.1255 | 0.1255 | 0.1255 | 0.1255 | 0.1255 | 0.1255 | 0.1255 | 3.012 | 61 | 183.732 | 0.1255
MD | natural gas steam turbine | Spring | 0.1255 | 0.1255 | 0.1255 | 0.1255 | 0.1255 | 0.1255 | 0.1255 | 0.1255 | 0.1255 | 0.1255 | 0.1255 | 0.1255 | 0.1255 | 0.1255 | 0.1255 | 0.1255 | 0.1255 | 0.1255 | 0.1255 | 0.1255 | 0.1255 | 0.1255 | 0.1255 | 0.1255 | 3.012 | 35 | 105.42 | 0.1255
MD | natural gas steam turbine | Summer | 0.1255 | 0.1255 | 0.1255 | 0.1255 | 0.1255 | 0.1255 | 0.1255 | 0.1255 | 0.1255 | 0.1255 | 0.1255 | 0.1255 | 0.1255 | 0.1255 | 0.1255 | 0.1255 | 0.1255 | 0.1255 | 0.1255 | 0.1255 | 0.1255 | 0.1255 | 0.1255 | 0.1255 | 3.012 | 132 | 397.584 | 0.1255
MD | natural gas steam turbine | Fall | 0.1255 | 0.1255 | 0.1255 | 0.1255 | 0.1255 | 0.1255 | 0.1255 | 0.1255 | 0.1255 | 0.1255 | 0.1255 | 0.1255 | 0.1255 | 0.1255 | 0.1255 | 0.1255 | 0.1255 | 0.1255 | 0.1255 | 0.1255 | 0.1255 | 0.1255 | 0.1255 | 0.1255 | 3.012 | 110 | 331.32 | 0.1255
MD | natural gas steam turbine | Summer Peak | 0.1255 | 0.1255 | 0.1255 | 0.1255 | 0.1255 | 0.1255 | 0.1255 | 0.1255 | 0.1255 | 0.1255 | 0.1255 | 0.1255 | 0.1255 | 0.1255 | 0.1255 | 0.1255 | 0.1255 | 0.1255 | 0.1255 | 0.1255 | 0.1255 | 0.1255 | 0.1255 | 0.1255 | 3.012 | 20 | 60.24 | 0.1255
MD | natural gas steam turbine | Winter Peak | 0.1255 | 0.1255 | 0.1255 | 0.1255 | 0.1255 | 0.1255 | 0.1255 | 0.1255 | 0.1255 | 0.1255 | 0.1255 | 0.1255 | 0.1255 | 0.1255 | 0.1255 | 0.1255 | 0.1255 | 0.1255 | 0.1255 | 0.1255 | 0.1255 | 0.1255 | 0.1255 | 0.1255 | 3.012 | 7 | 21.084 | 0.1255
ME | biomass ccs | Winter | 0.8 | 0.8 | 0.8 | 0.8 | 0.8 | 0.8 | 0.8 | 0.8 | 0.8 | 0.8 | 0.8 | 0.8 | 0.8 | 0.8 | 0.8 | 0.8 | 0.8 | 0.8 | 0.8 | 0.8 | 0.8 | 0.8 | 0.8 | 0.8 | 19.2 | 83 | 1593.6 | 0.8
ME | biomass ccs | Spring | 0.8 | 0.8 | 0.8 | 0.8 | 0.8 | 0.8 | 0.8 | 0.8 | 0.8 | 0.8 | 0.8 | 0.8 | 0.8 | 0.8 | 0.8 | 0.8 | 0.8 | 0.8 | 0.8 | 0.8 | 0.8 | 0.8 | 0.8 | 0.8 | 19.2 | 73 | 1401.6 | 0.8
ME | biomass ccs | Summer | 0.8 | 0.8 | 0.8 | 0.8 | 0.8 | 0.8 | 0.8 | 0.8 | 0.8 | 0.8 | 0.8 | 0.8 | 0.8 | 0.8 | 0.8 | 0.8 | 0.8 | 0.8 | 0.8 | 0.8 | 0.8 | 0.8 | 0.8 | 0.8 | 19.2 | 136 | 2611.2 | 0.8
ME | biomass ccs | Fall | 0.8 | 0.8 | 0.8 | 0.8 | 0.8 | 0.8 | 0.8 | 0.8 | 0.8 | 0.8 | 0.8 | 0.8 | 0.8 | 0.8 | 0.8 | 0.8 | 0.8 | 0.8 | 0.8 | 0.8 | 0.8 | 0.8 | 0.8 | 0.8 | 19.2 | 48 | 921.6 | 0.8
ME | biomass ccs | Summer Peak | 0.8 | 0.8 | 0.8 | 0.8 | 0.8 | 0.8 | 0.8 | 0.8 | 0.8 | 0.8 | 0.8 | 0.8 | 0.8 | 0.8 | 0.8 | 0.8 | 0.8 | 0.8 | 0.8 | 0.8 | 0.8 | 0.8 | 0.8 | 0.8 | 19.2 | 14 | 268.8 | 0.8
ME | biomass ccs | Winter Peak | 0.8 | 0.8 | 0.8 | 0.8 | 0.8 | 0.8 | 0.8 | 0.8 | 0.8 | 0.8 | 0.8 | 0.8 | 0.8 | 0.8 | 0.8 | 0.8 | 0.8 | 0.8 | 0.8 | 0.8 | 0.8 | 0.8 | 0.8 | 0.8 | 19.2 | 11 | 211.2 | 0.8
ME | biomass | Winter | 0.374 | 0.374 | 0.374 | 0.374 | 0.374 | 0.374 | 0.374 | 0.374 | 0.374 | 0.374 | 0.374 | 0.374 | 0.374 | 0.374 | 0.374 | 0.374 | 0.374 | 0.374 | 0.374 | 0.374 | 0.374 | 0.374 | 0.374 | 0.374 | 8.976 | 83 | 745.008 | 0.374
ME | biomass | Spring | 0.374 | 0.374 | 0.374 | 0.374 | 0.374 | 0.374 | 0.374 | 0.374 | 0.374 | 0.374 | 0.374 | 0.374 | 0.374 | 0.374 | 0.374 | 0.374 | 0.374 | 0.374 | 0.374 | 0.374 | 0.374 | 0.374 | 0.374 | 0.374 | 8.976 | 73 | 655.248 | 0.374
ME | biomass | Summer | 0.374 | 0.374 | 0.374 | 0.374 | 0.374 | 0.374 | 0.374 | 0.374 | 0.374 | 0.374 | 0.374 | 0.374 | 0.374 | 0.374 | 0.374 | 0.374 | 0.374 | 0.374 | 0.374 | 0.374 | 0.374 | 0.374 | 0.374 | 0.374 | 8.976 | 136 | 1220.736 | 0.374
ME | biomass | Fall | 0.374 | 0.374 | 0.374 | 0.374 | 0.374 | 0.374 | 0.374 | 0.374 | 0.374 | 0.374 | 0.374 | 0.374 | 0.374 | 0.374 | 0.374 | 0.374 | 0.374 | 0.374 | 0.374 | 0.374 | 0.374 | 0.374 | 0.374 | 0.374 | 8.976 | 48 | 430.848 | 0.374
ME | biomass | Summer Peak | 0.374 | 0.374 | 0.374 | 0.374 | 0.374 | 0.374 | 0.374 | 0.374 | 0.374 | 0.374 | 0.374 | 0.374 | 0.374 | 0.374 | 0.374 | 0.374 | 0.374 | 0.374 | 0.374 | 0.374 | 0.374 | 0.374 | 0.374 | 0.374 | 8.976 | 14 | 125.664 | 0.374
ME | biomass | Winter Peak | 0.374 | 0.374 | 0.374 | 0.374 | 0.374 | 0.374 | 0.374 | 0.374 | 0.374 | 0.374 | 0.374 | 0.374 | 0.374 | 0.374 | 0.374 | 0.374 | 0.374 | 0.374 | 0.374 | 0.374 | 0.374 | 0.374 | 0.374 | 0.374 | 8.976 | 11 | 98.736 | 0.374
ME | natural gas combined cycle ccs | Winter | 0.8 | 0.8 | 0.8 | 0.8 | 0.8 | 0.8 | 0.8 | 0.8 | 0.8 | 0.8 | 0.8 | 0.8 | 0.8 | 0.8 | 0.8 | 0.8 | 0.8 | 0.8 | 0.8 | 0.8 | 0.8 | 0.8 | 0.8 | 0.8 | 19.2 | 83 | 1593.6 | 0.8
ME | natural gas combined cycle ccs | Spring | 0.8 | 0.8 | 0.8 | 0.8 | 0.8 | 0.8 | 0.8 | 0.8 | 0.8 | 0.8 | 0.8 | 0.8 | 0.8 | 0.8 | 0.8 | 0.8 | 0.8 | 0.8 | 0.8 | 0.8 | 0.8 | 0.8 | 0.8 | 0.8 | 19.2 | 73 | 1401.6 | 0.8
ME | natural gas combined cycle ccs | Summer | 0.8 | 0.8 | 0.8 | 0.8 | 0.8 | 0.8 | 0.8 | 0.8 | 0.8 | 0.8 | 0.8 | 0.8 | 0.8 | 0.8 | 0.8 | 0.8 | 0.8 | 0.8 | 0.8 | 0.8 | 0.8 | 0.8 | 0.8 | 0.8 | 19.2 | 136 | 2611.2 | 0.8
ME | natural gas combined cycle ccs | Fall | 0.8 | 0.8 | 0.8 | 0.8 | 0.8 | 0.8 | 0.8 | 0.8 | 0.8 | 0.8 | 0.8 | 0.8 | 0.8 | 0.8 | 0.8 | 0.8 | 0.8 | 0.8 | 0.8 | 0.8 | 0.8 | 0.8 | 0.8 | 0.8 | 19.2 | 48 | 921.6 | 0.8
ME | natural gas combined cycle ccs | Summer Peak | 0.8 | 0.8 | 0.8 | 0.8 | 0.8 | 0.8 | 0.8 | 0.8 | 0.8 | 0.8 | 0.8 | 0.8 | 0.8 | 0.8 | 0.8 | 0.8 | 0.8 | 0.8 | 0.8 | 0.8 | 0.8 | 0.8 | 0.8 | 0.8 | 19.2 | 14 | 268.8 | 0.8
ME | natural gas combined cycle ccs | Winter Peak | 0.8 | 0.8 | 0.8 | 0.8 | 0.8 | 0.8 | 0.8 | 0.8 | 0.8 | 0.8 | 0.8 | 0.8 | 0.8 | 0.8 | 0.8 | 0.8 | 0.8 | 0.8 | 0.8 | 0.8 | 0.8 | 0.8 | 0.8 | 0.8 | 19.2 | 11 | 211.2 | 0.8
ME | natural gas combined cycle | Winter | 0.5292 | 0.5292 | 0.5292 | 0.5292 | 0.5292 | 0.5292 | 0.5292 | 0.5292 | 0.5292 | 0.5292 | 0.5292 | 0.5292 | 0.5292 | 0.5292 | 0.5292 | 0.5292 | 0.5292 | 0.5292 | 0.5292 | 0.5292 | 0.5292 | 0.5292 | 0.5292 | 0.5292 | 12.7008 | 83 | 1054.1664 | 0.5292
ME | natural gas combined cycle | Spring | 0.5292 | 0.5292 | 0.5292 | 0.5292 | 0.5292 | 0.5292 | 0.5292 | 0.5292 | 0.5292 | 0.5292 | 0.5292 | 0.5292 | 0.5292 | 0.5292 | 0.5292 | 0.5292 | 0.5292 | 0.5292 | 0.5292 | 0.5292 | 0.5292 | 0.5292 | 0.5292 | 0.5292 | 12.7008 | 73 | 927.1584 | 0.5292
ME | natural gas combined cycle | Summer | 0.5292 | 0.5292 | 0.5292 | 0.5292 | 0.5292 | 0.5292 | 0.5292 | 0.5292 | 0.5292 | 0.5292 | 0.5292 | 0.5292 | 0.5292 | 0.5292 | 0.5292 | 0.5292 | 0.5292 | 0.5292 | 0.5292 | 0.5292 | 0.5292 | 0.5292 | 0.5292 | 0.5292 | 12.7008 | 136 | 1727.3088 | 0.5292
ME | natural gas combined cycle | Fall | 0.5292 | 0.5292 | 0.5292 | 0.5292 | 0.5292 | 0.5292 | 0.5292 | 0.5292 | 0.5292 | 0.5292 | 0.5292 | 0.5292 | 0.5292 | 0.5292 | 0.5292 | 0.5292 | 0.5292 | 0.5292 | 0.5292 | 0.5292 | 0.5292 | 0.5292 | 0.5292 | 0.5292 | 12.7008 | 48 | 609.6384 | 0.5292
ME | natural gas combined cycle | Summer Peak | 0.5292 | 0.5292 | 0.5292 | 0.5292 | 0.5292 | 0.5292 | 0.5292 | 0.5292 | 0.5292 | 0.5292 | 0.5292 | 0.5292 | 0.5292 | 0.5292 | 0.5292 | 0.5292 | 0.5292 | 0.5292 | 0.5292 | 0.5292 | 0.5292 | 0.5292 | 0.5292 | 0.5292 | 12.7008 | 14 | 177.8112 | 0.5292
ME | natural gas combined cycle | Winter Peak | 0.5292 | 0.5292 | 0.5292 | 0.5292 | 0.5292 | 0.5292 | 0.5292 | 0.5292 | 0.5292 | 0.5292 | 0.5292 | 0.5292 | 0.5292 | 0.5292 | 0.5292 | 0.5292 | 0.5292 | 0.5292 | 0.5292 | 0.5292 | 0.5292 | 0.5292 | 0.5292 | 0.5292 | 12.7008 | 11 | 139.7088 | 0.5292
ME | crude oil | Winter | 0.001 | 0.001 | 0.001 | 0.001 | 0.001 | 0.001 | 0.001 | 0.001 | 0.001 | 0.001 | 0.001 | 0.001 | 0.001 | 0.001 | 0.001 | 0.001 | 0.001 | 0.001 | 0.001 | 0.001 | 0.001 | 0.001 | 0.001 | 0.001 | 0.024 | 83 | 1.992 | 0.001
ME | crude oil | Spring | 0.001 | 0.001 | 0.001 | 0.001 | 0.001 | 0.001 | 0.001 | 0.001 | 0.001 | 0.001 | 0.001 | 0.001 | 0.001 | 0.001 | 0.001 | 0.001 | 0.001 | 0.001 | 0.001 | 0.001 | 0.001 | 0.001 | 0.001 | 0.001 | 0.024 | 73 | 1.752 | 0.001
ME | crude oil | Summer | 0.001 | 0.001 | 0.001 | 0.001 | 0.001 | 0.001 | 0.001 | 0.001 | 0.001 | 0.001 | 0.001 | 0.001 | 0.001 | 0.001 | 0.001 | 0.001 | 0.001 | 0.001 | 0.001 | 0.001 | 0.001 | 0.001 | 0.001 | 0.001 | 0.024 | 136 | 3.264 | 0.001
ME | crude oil | Fall | 0.001 | 0.001 | 0.001 | 0.001 | 0.001 | 0.001 | 0.001 | 0.001 | 0.001 | 0.001 | 0.001 | 0.001 | 0.001 | 0.001 | 0.001 | 0.001 | 0.001 | 0.001 | 0.001 | 0.001 | 0.001 | 0.001 | 0.001 | 0.001 | 0.024 | 48 | 1.152 | 0.001
ME | crude oil | Summer Peak | 0.001 | 0.001 | 0.001 | 0.001 | 0.001 | 0.001 | 0.001 | 0.001 | 0.001 | 0.001 | 0.001 | 0.001 | 0.001 | 0.001 | 0.001 | 0.001 | 0.001 | 0.001 | 0.001 | 0.001 | 0.001 | 0.001 | 0.001 | 0.001 | 0.024 | 14 | 0.336 | 0.001
ME | crude oil | Winter Peak | 0.001 | 0.001 | 0.001 | 0.001 | 0.001 | 0.001 | 0.001 | 0.001 | 0.001 | 0.001 | 0.001 | 0.001 | 0.001 | 0.001 | 0.001 | 0.001 | 0.001 | 0.001 | 0.001 | 0.001 | 0.001 | 0.001 | 0.001 | 0.001 | 0.024 | 11 | 0.264 | 0.001
ME | geothermal | Winter | 0.6595 | 0.6595 | 0.6595 | 0.6595 | 0.6595 | 0.6595 | 0.6595 | 0.6595 | 0.6595 | 0.6595 | 0.6595 | 0.6595 | 0.6595 | 0.6595 | 0.6595 | 0.6595 | 0.6595 | 0.6595 | 0.6595 | 0.6595 | 0.6595 | 0.6595 | 0.6595 | 0.6595 | 15.828 | 83 | 1313.724 | 0.6595
ME | geothermal | Spring | 0.6595 | 0.6595 | 0.6595 | 0.6595 | 0.6595 | 0.6595 | 0.6595 | 0.6595 | 0.6595 | 0.6595 | 0.6595 | 0.6595 | 0.6595 | 0.6595 | 0.6595 | 0.6595 | 0.6595 | 0.6595 | 0.6595 | 0.6595 | 0.6595 | 0.6595 | 0.6595 | 0.6595 | 15.828 | 73 | 1155.444 | 0.6595
ME | geothermal | Summer | 0.6595 | 0.6595 | 0.6595 | 0.6595 | 0.6595 | 0.6595 | 0.6595 | 0.6595 | 0.6595 | 0.6595 | 0.6595 | 0.6595 | 0.6595 | 0.6595 | 0.6595 | 0.6595 | 0.6595 | 0.6595 | 0.6595 | 0.6595 | 0.6595 | 0.6595 | 0.6595 | 0.6595 | 15.828 | 136 | 2152.608 | 0.6595
ME | geothermal | Fall | 0.6595 | 0.6595 | 0.6595 | 0.6595 | 0.6595 | 0.6595 | 0.6595 | 0.6595 | 0.6595 | 0.6595 | 0.6595 | 0.6595 | 0.6595 | 0.6595 | 0.6595 | 0.6595 | 0.6595 | 0.6595 | 0.6595 | 0.6595 | 0.6595 | 0.6595 | 0.6595 | 0.6595 | 15.828 | 48 | 759.744 | 0.6595
ME | geothermal | Summer Peak | 0.6595 | 0.6595 | 0.6595 | 0.6595 | 0.6595 | 0.6595 | 0.6595 | 0.6595 | 0.6595 | 0.6595 | 0.6595 | 0.6595 | 0.6595 | 0.6595 | 0.6595 | 0.6595 | 0.6595 | 0.6595 | 0.6595 | 0.6595 | 0.6595 | 0.6595 | 0.6595 | 0.6595 | 15.828 | 14 | 221.592 | 0.6595
ME | geothermal | Winter Peak | 0.6595 | 0.6595 | 0.6595 | 0.6595 | 0.6595 | 0.6595 | 0.6595 | 0.6595 | 0.6595 | 0.6595 | 0.6595 | 0.6595 | 0.6595 | 0.6595 | 0.6595 | 0.6595 | 0.6595 | 0.6595 | 0.6595 | 0.6595 | 0.6595 | 0.6595 | 0.6595 | 0.6595 | 15.828 | 11 | 174.108 | 0.6595
ME | hard coal ccs | Winter | 0.8 | 0.8 | 0.8 | 0.8 | 0.8 | 0.8 | 0.8 | 0.8 | 0.8 | 0.8 | 0.8 | 0.8 | 0.8 | 0.8 | 0.8 | 0.8 | 0.8 | 0.8 | 0.8 | 0.8 | 0.8 | 0.8 | 0.8 | 0.8 | 19.2 | 83 | 1593.6 | 0.8
ME | hard coal ccs | Spring | 0.8 | 0.8 | 0.8 | 0.8 | 0.8 | 0.8 | 0.8 | 0.8 | 0.8 | 0.8 | 0.8 | 0.8 | 0.8 | 0.8 | 0.8 | 0.8 | 0.8 | 0.8 | 0.8 | 0.8 | 0.8 | 0.8 | 0.8 | 0.8 | 19.2 | 73 | 1401.6 | 0.8
ME | hard coal ccs | Summer | 0.8 | 0.8 | 0.8 | 0.8 | 0.8 | 0.8 | 0.8 | 0.8 | 0.8 | 0.8 | 0.8 | 0.8 | 0.8 | 0.8 | 0.8 | 0.8 | 0.8 | 0.8 | 0.8 | 0.8 | 0.8 | 0.8 | 0.8 | 0.8 | 19.2 | 136 | 2611.2 | 0.8
ME | hard coal ccs | Fall | 0.8 | 0.8 | 0.8 | 0.8 | 0.8 | 0.8 | 0.8 | 0.8 | 0.8 | 0.8 | 0.8 | 0.8 | 0.8 | 0.8 | 0.8 | 0.8 | 0.8 | 0.8 | 0.8 | 0.8 | 0.8 | 0.8 | 0.8 | 0.8 | 19.2 | 48 | 921.6 | 0.8
ME | hard coal ccs | Summer Peak | 0.8 | 0.8 | 0.8 | 0.8 | 0.8 | 0.8 | 0.8 | 0.8 | 0.8 | 0.8 | 0.8 | 0.8 | 0.8 | 0.8 | 0.8 | 0.8 | 0.8 | 0.8 | 0.8 | 0.8 | 0.8 | 0.8 | 0.8 | 0.8 | 19.2 | 14 | 268.8 | 0.8
ME | hard coal ccs | Winter Peak | 0.8 | 0.8 | 0.8 | 0.8 | 0.8 | 0.8 | 0.8 | 0.8 | 0.8 | 0.8 | 0.8 | 0.8 | 0.8 | 0.8 | 0.8 | 0.8 | 0.8 | 0.8 | 0.8 | 0.8 | 0.8 | 0.8 | 0.8 | 0.8 | 19.2 | 11 | 211.2 | 0.8
ME | hard coal | Winter | 0.37955 | 0.36257 | 0.35851 | 0.35949 | 0.37361 | 0.41485 | 0.46692 | 0.47668 | 0.4432 | 0.41856 | 0.40895 | 0.40497 | 0.39781 | 0.38439 | 0.3772 | 0.39087 | 0.44951 | 0.51467 | 0.53872 | 0.54075 | 0.53452 | 0.51107 | 0.46353 | 0.4142 | 10.3851 | 83 | 861.9638 | 0.54075
ME | hard coal | Spring | 0.20112 | 0.18894 | 0.18556 | 0.18624 | 0.19116 | 0.20892 | 0.22388 | 0.22081 | 0.21531 | 0.21453 | 0.22379 | 0.23535 | 0.24547 | 0.25095 | 0.25783 | 0.26593 | 0.2902 | 0.33209 | 0.35198 | 0.3677 | 0.36685 | 0.35122 | 0.29137 | 0.23172 | 6.0989 | 73 | 445.2197 | 0.3677
ME | hard coal | Summer | 0.48212 | 0.44755 | 0.42753 | 0.41998 | 0.42355 | 0.43417 | 0.43494 | 0.45023 | 0.47393 | 0.49789 | 0.54722 | 0.59835 | 0.63954 | 0.66545 | 0.68063 | 0.69176 | 0.70033 | 0.70875 | 0.72225 | 0.73265 | 0.7284 | 0.70435 | 0.6309 | 0.54169 | 13.7842 | 136 | 1874.6483 | 0.73265
ME | hard coal | Fall | 0.31153 | 0.29837 | 0.29422 | 0.29376 | 0.29813 | 0.32331 | 0.35358 | 0.34377 | 0.33986 | 0.34327 | 0.35378 | 0.37496 | 0.39774 | 0.41412 | 0.42209 | 0.44001 | 0.48218 | 0.5132 | 0.52855 | 0.52834 | 0.51707 | 0.47035 | 0.39969 | 0.33801 | 9.3799 | 48 | 450.2355 | 0.52855
ME | hard coal | Summer Peak | 0.62586 | 0.55477 | 0.50629 | 0.48085 | 0.47801 | 0.48147 | 0.47394 | 0.53357 | 0.58625 | 0.65438 | 0.70502 | 0.74495 | 0.76432 | 0.77505 | 0.78024 | 0.78244 | 0.78424 | 0.78938 | 0.79739 | 0.80064 | 0.8071 | 0.80586 | 0.79667 | 0.73453 | 16.2432 | 14 | 227.4051 | 0.8071
ME | hard coal | Winter Peak | 0.53936 | 0.52109 | 0.5053 | 0.50392 | 0.52303 | 0.56931 | 0.63502 | 0.65309 | 0.575 | 0.53681 | 0.52701 | 0.52236 | 0.50777 | 0.47862 | 0.4638 | 0.49248 | 0.59773 | 0.60981 | 0.65325 | 0.65275 | 0.65535 | 0.64141 | 0.61815 | 0.57245 | 13.5549 | 11 | 149.1037 | 0.65535
ME | heavy or residual fuel oil | Winter | 0 | 0 | 0 | 0 | 0 | 0 | 0 | 0 | 0 | 0 | 0 | 0 | 0 | 0 | 0 | 0 | 0 | 0 | 0 | 0 | 0 | 0 | 0 | 0 | 0 | 83 | 0 | 0
ME | heavy or residual fuel oil | Spring | 0 | 0 | 0 | 0 | 0 | 0 | 0 | 0 | 0 | 0 | 0 | 0 | 0 | 0 | 0 | 0 | 0 | 0 | 0 | 0 | 0 | 0 | 0 | 0 | 0 | 73 | 0 | 0
ME | heavy or residual fuel oil | Summer | 0 | 0 | 0 | 0 | 0 | 0 | 0 | 0 | 0 | 0 | 0 | 0 | 0 | 0 | 0 | 0 | 0 | 0 | 0 | 0 | 0 | 0 | 0 | 0 | 0 | 136 | 0 | 0
ME | heavy or residual fuel oil | Fall | 0 | 0 | 0 | 0 | 0 | 0 | 0 | 0 | 0 | 0 | 0 | 0 | 0 | 0 | 0 | 0 | 0 | 0.95 | 0.95 | 0 | 0 | 0 | 0 | 0 | 1.9 | 48 | 91.2 | 0.95
ME | heavy or residual fuel oil | Summer Peak | 0 | 0 | 0 | 0 | 0 | 0 | 0 | 0 | 0 | 0 | 0 | 0 | 0 | 0 | 0 | 0 | 0 | 0 | 0 | 0 | 0 | 0 | 0 | 0 | 0 | 14 | 0 | 0
ME | heavy or residual fuel oil | Winter Peak | 0 | 0 | 0 | 0 | 0 | 0 | 0 | 0 | 0 | 0 | 0 | 0 | 0 | 0 | 0 | 0 | 0 | 0 | 0 | 0 | 0 | 0 | 0 | 0 | 0 | 11 | 0 | 0
ME | hydro | Winter | 0.35155 | 0.34578 | 0.34514 | 0.34514 | 0.35155 | 0.35868 | 0.37486 | 0.39318 | 0.38346 | 0.37823 | 0.39423 | 0.39455 | 0.40243 | 0.40564 | 0.43218 | 0.46635 | 0.54955 | 0.59894 | 0.6169 | 0.6113 | 0.58589 | 0.55486 | 0.46103 | 0.37052 | 10.4719 | 83 | 869.1687 | 0.6169
ME | hydro | Spring | 0.35767 | 0.35767 | 0.35712 | 0.35402 | 0.36072 | 0.36433 | 0.378 | 0.3892 | 0.38415 | 0.39036 | 0.39813 | 0.40927 | 0.41322 | 0.41347 | 0.42259 | 0.48118 | 0.53471 | 0.60146 | 0.6237 | 0.61965 | 0.60593 | 0.54322 | 0.47733 | 0.38728 | 10.6244 | 73 | 775.5783 | 0.6237
ME | hydro | Summer | 0.34797 | 0.34397 | 0.34386 | 0.34386 | 0.34386 | 0.34789 | 0.34992 | 0.36332 | 0.361 | 0.36852 | 0.37916 | 0.38894 | 0.40333 | 0.40313 | 0.41666 | 0.45369 | 0.51149 | 0.57678 | 0.59956 | 0.59544 | 0.57798 | 0.52132 | 0.45053 | 0.37559 | 10.1678 | 136 | 1382.8147 | 0.59956
ME | hydro | Fall | 0.34167 | 0.33613 | 0.33613 | 0.33613 | 0.33766 | 0.34167 | 0.33613 | 0.33613 | 0.33613 | 0.33613 | 0.33914 | 0.35201 | 0.36498 | 0.3789 | 0.38539 | 0.40007 | 0.45902 | 0.58115 | 0.60201 | 0.59695 | 0.57578 | 0.50492 | 0.43843 | 0.37783 | 9.7305 | 48 | 467.0639 | 0.60201
ME | hydro | Summer Peak | 0.30373 | 0.30373 | 0.30373 | 0.30373 | 0.30373 | 0.30373 | 0.30373 | 0.30373 | 0.30373 | 0.30373 | 0.30373 | 0.32453 | 0.36613 | 0.36613 | 0.3844 | 0.41556 | 0.50195 | 0.54374 | 0.57411 | 0.57411 | 0.54675 | 0.47012 | 0.37508 | 0.32656 | 9.1102 | 14 | 127.543 | 0.57411
ME | hydro | Winter Peak | 0.36324 | 0.36324 | 0.36324 | 0.36324 | 0.36324 | 0.36324 | 0.42445 | 0.47069 | 0.42219 | 0.38823 | 0.38985 | 0.41322 | 0.38823 | 0.38823 | 0.41322 | 0.4382 | 0.53737 | 0.6131 | 0.6131 | 0.6131 | 0.6131 | 0.56313 | 0.42248 | 0.38823 | 10.6796 | 11 | 117.4754 | 0.6131
ME | hydrogen combined cycle | Winter | 0.07978 | 0.07978 | 0.07978 | 0.07978 | 0.07978 | 0.07978 | 0.084983 | 0.093655 | 0.084983 | 0.081514 | 0.087886 | 0.087878 | 0.088048 | 0.086478 | 0.083704 | 0.087611 | 0.12103 | 0.21431 | 0.22162 | 0.23425 | 0.23396 | 0.17594 | 0.099612 | 0.078046 | 2.7242 | 83 | 226.1079 | 0.23425
ME | hydrogen combined cycle | Spring | 0.013008 | 0.013008 | 0.013008 | 0.013008 | 0.013008 | 0.013008 | 0.013008 | 0.013008 | 0.013008 | 0.013008 | 0.013008 | 0.013008 | 0.013008 | 0.013008 | 0.013008 | 0.013008 | 0.013008 | 0.019511 | 0.026015 | 0.023643 | 0.019511 | 0.017344 | 0.013008 | 0.0086718 | 0.34883 | 73 | 25.4649 | 0.026015
ME | hydrogen combined cycle | Summer | 0.1215 | 0.1215 | 0.1215 | 0.1215 | 0.1215 | 0.1215 | 0.1215 | 0.1215 | 0.1215 | 0.1215 | 0.1215 | 0.1215 | 0.1238 | 0.13755 | 0.17204 | 0.2119 | 0.27435 | 0.31045 | 0.33709 | 0.30816 | 0.23696 | 0.18745 | 0.13297 | 0.13297 | 4.0237 | 136 | 547.229 | 0.33709
ME | hydrogen combined cycle | Fall | 0.24523 | 0.24523 | 0.24523 | 0.24523 | 0.24523 | 0.24523 | 0.24523 | 0.24523 | 0.24523 | 0.24523 | 0.25177 | 0.2583 | 0.27792 | 0.28119 | 0.29241 | 0.31547 | 0.48508 | 0.56721 | 0.57949 | 0.59441 | 0.57887 | 0.38183 | 0.24523 | 0.24196 | 7.8034 | 48 | 374.5627 | 0.59441
ME | hydrogen combined cycle | Summer Peak | 0.59835 | 0.59835 | 0.59835 | 0.59835 | 0.59835 | 0.59835 | 0.59835 | 0.59835 | 0.59835 | 0.59835 | 0.59835 | 0.59835 | 0.59835 | 0.59835 | 0.7978 | 0.7978 | 0.85512 | 1 | 1 | 0.7978 | 0.59835 | 0.59835 | 0 | 0 | 14.8221 | 14 | 207.5099 | 1
ME | hydrogen combined cycle | Winter Peak | 0 | 0 | 0 | 0 | 0 | 0 | 0 | 0 | 0 | 0 | 0 | 0 | 0 | 0 | 0 | 0 | 0 | 0.2911 | 0.99725 | 1 | 1 | 0.7978 | 0 | 0 | 4.0862 | 11 | 44.9477 | 1
ME | hydrogen ct | Winter | 0.0037789 | 0.0036342 | 0.0035777 | 0.0035521 | 0.0035395 | 0.0034876 | 0.0038951 | 0.0042042 | 0.0038859 | 0.0035757 | 0.0037175 | 0.0046004 | 0.0060221 | 0.0085987 | 0.011422 | 0.014156 | 0.018064 | 0.024863 | 0.03209 | 0.02855 | 0.019833 | 0.01277 | 0.0067493 | 0.0048314 | 0.2334 | 83 | 19.372 | 0.03209
ME | hydrogen ct | Spring | 0.0015265 | 0.0014402 | 0.0013939 | 0.001383 | 0.0013808 | 0.0014171 | 0.0021696 | 0.0023 | 0.0017593 | 0.0014301 | 0.0016072 | 0.0025692 | 0.0034371 | 0.0042644 | 0.0050011 | 0.0058361 | 0.0068574 | 0.0095425 | 0.016516 | 0.015731 | 0.010503 | 0.0060212 | 0.0028496 | 0.0019082 | 0.10885 | 73 | 7.9457 | 0.016516
ME | hydrogen ct | Summer | 0.0033221 | 0.0031531 | 0.0031005 | 0.0030787 | 0.0030416 | 0.0029661 | 0.0030851 | 0.0033786 | 0.003224 | 0.0029529 | 0.0030858 | 0.0037518 | 0.005021 | 0.0067189 | 0.0086036 | 0.010569 | 0.012894 | 0.018235 | 0.02526 | 0.022488 | 0.015859 | 0.011298 | 0.0051197 | 0.0034984 | 0.1837 | 136 | 24.9838 | 0.02526
ME | hydrogen ct | Fall | 0.0036505 | 0.0034192 | 0.0033828 | 0.0033588 | 0.0033496 | 0.0032352 | 0.0031294 | 0.0032164 | 0.0031388 | 0.0031059 | 0.0032011 | 0.003535 | 0.0047023 | 0.0064197 | 0.0079536 | 0.0098143 | 0.012988 | 0.018871 | 0.024641 | 0.02143 | 0.013926 | 0.0087537 | 0.0046307 | 0.003354 | 0.17721 | 48 | 8.5059 | 0.024641
ME | hydrogen ct | Summer Peak | 0.010817 | 0.0092331 | 0.0091594 | 0.0091185 | 0.00908 | 0.0089305 | 0.0089098 | 0.0089098 | 0.0089098 | 0.00897 | 0.0091543 | 0.01193 | 0.015845 | 0.023443 | 0.032086 | 0.039596 | 0.048912 | 0.062579 | 0.071913 | 0.067404 | 0.050552 | 0.034083 | 0.017412 | 0.012543 | 0.58949 | 14 | 8.2529 | 0.071913
ME | hydrogen ct | Winter Peak | 0.00081723 | 0.00064793 | 0.00061667 | 0.00061667 | 0.00061667 | 0.00061667 | 0.00061667 | 0.0007258 | 0.00070459 | 0.00062017 | 0.00065702 | 0.00067639 | 0.00071034 | 0.00071034 | 0.00075717 | 0.00082743 | 0.00087426 | 0.0018784 | 0.0055016 | 0.0049183 | 0.0036521 | 0.0023928 | 0.0013812 | 0.00074057 | 0.032277 | 11 | 0.35505 | 0.0055016
ME | lignite ccs | Winter | 0.8 | 0.8 | 0.8 | 0.8 | 0.8 | 0.8 | 0.8 | 0.8 | 0.8 | 0.8 | 0.8 | 0.8 | 0.8 | 0.8 | 0.8 | 0.8 | 0.8 | 0.8 | 0.8 | 0.8 | 0.8 | 0.8 | 0.8 | 0.8 | 19.2 | 83 | 1593.6 | 0.8
ME | lignite ccs | Spring | 0.8 | 0.8 | 0.8 | 0.8 | 0.8 | 0.8 | 0.8 | 0.8 | 0.8 | 0.8 | 0.8 | 0.8 | 0.8 | 0.8 | 0.8 | 0.8 | 0.8 | 0.8 | 0.8 | 0.8 | 0.8 | 0.8 | 0.8 | 0.8 | 19.2 | 73 | 1401.6 | 0.8
ME | lignite ccs | Summer | 0.8 | 0.8 | 0.8 | 0.8 | 0.8 | 0.8 | 0.8 | 0.8 | 0.8 | 0.8 | 0.8 | 0.8 | 0.8 | 0.8 | 0.8 | 0.8 | 0.8 | 0.8 | 0.8 | 0.8 | 0.8 | 0.8 | 0.8 | 0.8 | 19.2 | 136 | 2611.2 | 0.8
ME | lignite ccs | Fall | 0.8 | 0.8 | 0.8 | 0.8 | 0.8 | 0.8 | 0.8 | 0.8 | 0.8 | 0.8 | 0.8 | 0.8 | 0.8 | 0.8 | 0.8 | 0.8 | 0.8 | 0.8 | 0.8 | 0.8 | 0.8 | 0.8 | 0.8 | 0.8 | 19.2 | 48 | 921.6 | 0.8
ME | lignite ccs | Summer Peak | 0.8 | 0.8 | 0.8 | 0.8 | 0.8 | 0.8 | 0.8 | 0.8 | 0.8 | 0.8 | 0.8 | 0.8 | 0.8 | 0.8 | 0.8 | 0.8 | 0.8 | 0.8 | 0.8 | 0.8 | 0.8 | 0.8 | 0.8 | 0.8 | 19.2 | 14 | 268.8 | 0.8
ME | lignite ccs | Winter Peak | 0.8 | 0.8 | 0.8 | 0.8 | 0.8 | 0.8 | 0.8 | 0.8 | 0.8 | 0.8 | 0.8 | 0.8 | 0.8 | 0.8 | 0.8 | 0.8 | 0.8 | 0.8 | 0.8 | 0.8 | 0.8 | 0.8 | 0.8 | 0.8 | 19.2 | 11 | 211.2 | 0.8
ME | lignite | Winter | 0.638 | 0.638 | 0.638 | 0.638 | 0.638 | 0.638 | 0.638 | 0.638 | 0.638 | 0.638 | 0.638 | 0.638 | 0.638 | 0.638 | 0.638 | 0.638 | 0.638 | 0.638 | 0.638 | 0.638 | 0.638 | 0.638 | 0.638 | 0.638 | 15.312 | 83 | 1270.896 | 0.638
ME | lignite | Spring | 0.638 | 0.638 | 0.638 | 0.638 | 0.638 | 0.638 | 0.638 | 0.638 | 0.638 | 0.638 | 0.638 | 0.638 | 0.638 | 0.638 | 0.638 | 0.638 | 0.638 | 0.638 | 0.638 | 0.638 | 0.638 | 0.638 | 0.638 | 0.638 | 15.312 | 73 | 1117.776 | 0.638
ME | lignite | Summer | 0.638 | 0.638 | 0.638 | 0.638 | 0.638 | 0.638 | 0.638 | 0.638 | 0.638 | 0.638 | 0.638 | 0.638 | 0.638 | 0.638 | 0.638 | 0.638 | 0.638 | 0.638 | 0.638 | 0.638 | 0.638 | 0.638 | 0.638 | 0.638 | 15.312 | 136 | 2082.432 | 0.638
ME | lignite | Fall | 0.638 | 0.638 | 0.638 | 0.638 | 0.638 | 0.638 | 0.638 | 0.638 | 0.638 | 0.638 | 0.638 | 0.638 | 0.638 | 0.638 | 0.638 | 0.638 | 0.638 | 0.638 | 0.638 | 0.638 | 0.638 | 0.638 | 0.638 | 0.638 | 15.312 | 48 | 734.976 | 0.638
ME | lignite | Summer Peak | 0.638 | 0.638 | 0.638 | 0.638 | 0.638 | 0.638 | 0.638 | 0.638 | 0.638 | 0.638 | 0.638 | 0.638 | 0.638 | 0.638 | 0.638 | 0.638 | 0.638 | 0.638 | 0.638 | 0.638 | 0.638 | 0.638 | 0.638 | 0.638 | 15.312 | 14 | 214.368 | 0.638
ME | lignite | Winter Peak | 0.638 | 0.638 | 0.638 | 0.638 | 0.638 | 0.638 | 0.638 | 0.638 | 0.638 | 0.638 | 0.638 | 0.638 | 0.638 | 0.638 | 0.638 | 0.638 | 0.638 | 0.638 | 0.638 | 0.638 | 0.638 | 0.638 | 0.638 | 0.638 | 15.312 | 11 | 168.432 | 0.638
ME | municipal solid waste | Winter | 0.7342 | 0.7342 | 0.7342 | 0.7342 | 0.7342 | 0.7342 | 0.7342 | 0.7342 | 0.7342 | 0.7342 | 0.7342 | 0.7342 | 0.7342 | 0.7342 | 0.7342 | 0.7342 | 0.7342 | 0.7342 | 0.7342 | 0.7342 | 0.7342 | 0.7342 | 0.7342 | 0.7342 | 17.6208 | 83 | 1462.5264 | 0.7342
ME | municipal solid waste | Spring | 0.7342 | 0.7342 | 0.7342 | 0.7342 | 0.7342 | 0.7342 | 0.7342 | 0.7342 | 0.7342 | 0.7342 | 0.7342 | 0.7342 | 0.7342 | 0.7342 | 0.7342 | 0.7342 | 0.7342 | 0.7342 | 0.7342 | 0.7342 | 0.7342 | 0.7342 | 0.7342 | 0.7342 | 17.6208 | 73 | 1286.3184 | 0.7342
ME | municipal solid waste | Summer | 0.7342 | 0.7342 | 0.7342 | 0.7342 | 0.7342 | 0.7342 | 0.7342 | 0.7342 | 0.7342 | 0.7342 | 0.7342 | 0.7342 | 0.7342 | 0.7342 | 0.7342 | 0.7342 | 0.7342 | 0.7342 | 0.7342 | 0.7342 | 0.7342 | 0.7342 | 0.7342 | 0.7342 | 17.6208 | 136 | 2396.4288 | 0.7342
ME | municipal solid waste | Fall | 0.7342 | 0.7342 | 0.7342 | 0.7342 | 0.7342 | 0.7342 | 0.7342 | 0.7342 | 0.7342 | 0.7342 | 0.7342 | 0.7342 | 0.7342 | 0.7342 | 0.7342 | 0.7342 | 0.7342 | 0.7342 | 0.7342 | 0.7342 | 0.7342 | 0.7342 | 0.7342 | 0.7342 | 17.6208 | 48 | 845.7984 | 0.7342
ME | municipal solid waste | Summer Peak | 0.7342 | 0.7342 | 0.7342 | 0.7342 | 0.7342 | 0.7342 | 0.7342 | 0.7342 | 0.7342 | 0.7342 | 0.7342 | 0.7342 | 0.7342 | 0.7342 | 0.7342 | 0.7342 | 0.7342 | 0.7342 | 0.7342 | 0.7342 | 0.7342 | 0.7342 | 0.7342 | 0.7342 | 17.6208 | 14 | 246.6912 | 0.7342
ME | municipal solid waste | Winter Peak | 0.7342 | 0.7342 | 0.7342 | 0.7342 | 0.7342 | 0.7342 | 0.7342 | 0.7342 | 0.7342 | 0.7342 | 0.7342 | 0.7342 | 0.7342 | 0.7342 | 0.7342 | 0.7342 | 0.7342 | 0.7342 | 0.7342 | 0.7342 | 0.7342 | 0.7342 | 0.7342 | 0.7342 | 17.6208 | 11 | 193.8288 | 0.7342
ME | natural gas peaker | Winter | 0.0037789 | 0.0036342 | 0.0035777 | 0.0035521 | 0.0035395 | 0.0034876 | 0.0038951 | 0.0042042 | 0.0038859 | 0.0035757 | 0.0037175 | 0.0046004 | 0.0060221 | 0.0085987 | 0.011422 | 0.014156 | 0.018064 | 0.024863 | 0.03209 | 0.02855 | 0.019833 | 0.01277 | 0.0067493 | 0.0048314 | 0.2334 | 83 | 19.372 | 0.03209
ME | natural gas peaker | Spring | 0.0015265 | 0.0014402 | 0.0013939 | 0.001383 | 0.0013808 | 0.0014171 | 0.0021696 | 0.0023 | 0.0017593 | 0.0014301 | 0.0016072 | 0.0025692 | 0.0034371 | 0.0042644 | 0.0050011 | 0.0058361 | 0.0068574 | 0.0095425 | 0.016516 | 0.015731 | 0.010503 | 0.0060212 | 0.0028496 | 0.0019082 | 0.10885 | 73 | 7.9457 | 0.016516
ME | natural gas peaker | Summer | 0.0033221 | 0.0031531 | 0.0031005 | 0.0030787 | 0.0030416 | 0.0029661 | 0.0030851 | 0.0033786 | 0.003224 | 0.0029529 | 0.0030858 | 0.0037518 | 0.005021 | 0.0067189 | 0.0086036 | 0.010569 | 0.012894 | 0.018235 | 0.02526 | 0.022488 | 0.015859 | 0.011298 | 0.0051197 | 0.0034984 | 0.1837 | 136 | 24.9838 | 0.02526
ME | natural gas peaker | Fall | 0.0036505 | 0.0034192 | 0.0033828 | 0.0033588 | 0.0033496 | 0.0032352 | 0.0031294 | 0.0032164 | 0.0031388 | 0.0031059 | 0.0032011 | 0.003535 | 0.0047023 | 0.0064197 | 0.0079536 | 0.0098143 | 0.012988 | 0.018871 | 0.024641 | 0.02143 | 0.013926 | 0.0087537 | 0.0046307 | 0.003354 | 0.17721 | 48 | 8.5059 | 0.024641
ME | natural gas peaker | Summer Peak | 0.010817 | 0.0092331 | 0.0091594 | 0.0091185 | 0.00908 | 0.0089305 | 0.0089098 | 0.0089098 | 0.0089098 | 0.00897 | 0.0091543 | 0.01193 | 0.015845 | 0.023443 | 0.032086 | 0.039596 | 0.048912 | 0.062579 | 0.071913 | 0.067404 | 0.050552 | 0.034083 | 0.017412 | 0.012543 | 0.58949 | 14 | 8.2529 | 0.071913
ME | natural gas peaker | Winter Peak | 0.00081723 | 0.00064793 | 0.00061667 | 0.00061667 | 0.00061667 | 0.00061667 | 0.00061667 | 0.0007258 | 0.00070459 | 0.00062017 | 0.00065702 | 0.00067639 | 0.00071034 | 0.00071034 | 0.00075717 | 0.00082743 | 0.00087426 | 0.0018784 | 0.0055016 | 0.0049183 | 0.0036521 | 0.0023928 | 0.0013812 | 0.00074057 | 0.032277 | 11 | 0.35505 | 0.0055016
ME | nuclear | Winter | 0.909 | 0.909 | 0.909 | 0.909 | 0.909 | 0.909 | 0.909 | 0.909 | 0.909 | 0.909 | 0.909 | 0.909 | 0.909 | 0.909 | 0.909 | 0.909 | 0.909 | 0.909 | 0.909 | 0.909 | 0.909 | 0.909 | 0.909 | 0.909 | 21.816 | 83 | 1810.728 | 0.909
ME | nuclear | Spring | 0.909 | 0.909 | 0.909 | 0.909 | 0.909 | 0.909 | 0.909 | 0.909 | 0.909 | 0.909 | 0.909 | 0.909 | 0.909 | 0.909 | 0.909 | 0.909 | 0.909 | 0.909 | 0.909 | 0.909 | 0.909 | 0.909 | 0.909 | 0.909 | 21.816 | 73 | 1592.568 | 0.909
ME | nuclear | Summer | 0.909 | 0.909 | 0.909 | 0.909 | 0.909 | 0.909 | 0.909 | 0.909 | 0.909 | 0.909 | 0.909 | 0.909 | 0.909 | 0.909 | 0.909 | 0.909 | 0.909 | 0.909 | 0.909 | 0.909 | 0.909 | 0.909 | 0.909 | 0.909 | 21.816 | 136 | 2966.976 | 0.909
ME | nuclear | Fall | 0.909 | 0.909 | 0.909 | 0.909 | 0.909 | 0.909 | 0.909 | 0.909 | 0.909 | 0.909 | 0.909 | 0.909 | 0.909 | 0.909 | 0.909 | 0.909 | 0.909 | 0.909 | 0.909 | 0.909 | 0.909 | 0.909 | 0.909 | 0.909 | 21.816 | 48 | 1047.168 | 0.909
ME | nuclear | Summer Peak | 0.909 | 0.909 | 0.909 | 0.909 | 0.909 | 0.909 | 0.909 | 0.909 | 0.909 | 0.909 | 0.909 | 0.909 | 0.909 | 0.909 | 0.909 | 0.909 | 0.909 | 0.909 | 0.909 | 0.909 | 0.909 | 0.909 | 0.909 | 0.909 | 21.816 | 14 | 305.424 | 0.909
ME | nuclear | Winter Peak | 0.909 | 0.909 | 0.909 | 0.909 | 0.909 | 0.909 | 0.909 | 0.909 | 0.909 | 0.909 | 0.909 | 0.909 | 0.909 | 0.909 | 0.909 | 0.909 | 0.909 | 0.909 | 0.909 | 0.909 | 0.909 | 0.909 | 0.909 | 0.909 | 21.816 | 11 | 239.976 | 0.909
ME | offshore wind | Winter | 0.47815 | 0.46892 | 0.45692 | 0.44489 | 0.44001 | 0.43218 | 0.42517 | 0.4212 | 0.4128 | 0.40731 | 0.41557 | 0.42562 | 0.43704 | 0.45147 | 0.46435 | 0.47522 | 0.48415 | 0.48717 | 0.48772 | 0.49113 | 0.48554 | 0.46748 | 0.44708 | 0.41658 | 10.8237 | 83 | 898.366 | 0.49113
ME | offshore wind | Spring | 0.6213 | 0.61083 | 0.59279 | 0.5733 | 0.54522 | 0.52201 | 0.50586 | 0.49698 | 0.47933 | 0.46185 | 0.45157 | 0.45186 | 0.46782 | 0.48569 | 0.50801 | 0.53433 | 0.56174 | 0.58838 | 0.61318 | 0.63375 | 0.65397 | 0.6689 | 0.67373 | 0.6673 | 13.3697 | 73 | 975.9884 | 0.67373
ME | offshore wind | Summer | 0.56152 | 0.5538 | 0.54054 | 0.53482 | 0.53807 | 0.53919 | 0.53219 | 0.52689 | 0.51777 | 0.51314 | 0.51158 | 0.51237 | 0.53044 | 0.54952 | 0.56871 | 0.58641 | 0.60568 | 0.62734 | 0.63679 | 0.64435 | 0.63808 | 0.63568 | 0.63562 | 0.63412 | 13.6746 | 136 | 1859.7512 | 0.64435
ME | offshore wind | Fall | 0.74672 | 0.72129 | 0.69136 | 0.67434 | 0.66617 | 0.6748 | 0.65995 | 0.62042 | 0.57708 | 0.54018 | 0.52104 | 0.52586 | 0.54726 | 0.56769 | 0.58171 | 0.59825 | 0.61 | 0.61089 | 0.61247 | 0.60628 | 0.60232 | 0.60693 | 0.60255 | 0.58202 | 14.7476 | 48 | 707.8837 | 0.74672
ME | offshore wind | Summer Peak | 0.25724 | 0.26742 | 0.27348 | 0.27254 | 0.27106 | 0.26615 | 0.24227 | 0.20913 | 0.18309 | 0.1669 | 0.16629 | 0.18296 | 0.21054 | 0.23999 | 0.25315 | 0.27009 | 0.28865 | 0.30048 | 0.30915 | 0.29993 | 0.29611 | 0.31226 | 0.32238 | 0.31581 | 6.1771 | 14 | 86.4792 | 0.32238
ME | offshore wind | Winter Peak | 0.59657 | 0.58114 | 0.56829 | 0.56025 | 0.55267 | 0.54215 | 0.54121 | 0.54143 | 0.53824 | 0.5359 | 0.53818 | 0.5351 | 0.52583 | 0.51562 | 0.52147 | 0.5425 | 0.57137 | 0.59994 | 0.62604 | 0.65883 | 0.69012 | 0.726 | 0.75148 | 0.77637 | 14.1367 | 11 | 155.5035 | 0.77637
ME | onshore wind | Winter | 0.15406 | 0.14914 | 0.14604 | 0.146 | 0.14682 | 0.1421 | 0.12897 | 0.11336 | 0.095195 | 0.087985 | 0.090877 | 0.096855 | 0.10499 | 0.11577 | 0.12481 | 0.14732 | 0.17213 | 0.19867 | 0.22445 | 0.23347 | 0.23112 | 0.2224 | 0.21329 | 0.20596 | 3.6918 | 83 | 306.4181 | 0.23347
ME | onshore wind | Spring | 0.34344 | 0.33727 | 0.33151 | 0.32541 | 0.31568 | 0.29662 | 0.27371 | 0.23486 | 0.20018 | 0.17595 | 0.16578 | 0.16209 | 0.16221 | 0.1681 | 0.1805 | 0.21139 | 0.24609 | 0.2707 | 0.29151 | 0.30015 | 0.30319 | 0.30519 | 0.3059 | 0.30882 | 6.2162 | 73 | 453.785 | 0.34344
ME | onshore wind | Summer | 0.33212 | 0.33051 | 0.32811 | 0.32652 | 0.32311 | 0.29939 | 0.27395 | 0.26642 | 0.26258 | 0.26582 | 0.27321 | 0.28518 | 0.29846 | 0.3111 | 0.32231 | 0.34 | 0.35676 | 0.38184 | 0.41456 | 0.42259 | 0.41526 | 0.40137 | 0.38806 | 0.37652 | 7.9958 | 136 | 1087.4223 | 0.42259
ME | onshore wind | Fall | 0.43096 | 0.4297 | 0.42899 | 0.4289 | 0.42951 | 0.4081 | 0.37961 | 0.35968 | 0.3683 | 0.38618 | 0.40454 | 0.42255 | 0.43599 | 0.44294 | 0.44139 | 0.42856 | 0.4159 | 0.43423 | 0.45222 | 0.4533 | 0.44159 | 0.42694 | 0.40628 | 0.38373 | 10.0401 | 48 | 481.9233 | 0.4533
ME | onshore wind | Summer Peak | 0.15337 | 0.15222 | 0.15171 | 0.14397 | 0.12785 | 0.082515 | 0.054968 | 0.052579 | 0.051739 | 0.050423 | 0.051285 | 0.051411 | 0.053266 | 0.052875 | 0.050032 | 0.045229 | 0.037662 | 0.040166 | 0.053425 | 0.057309 | 0.055618 | 0.054386 | 0.05678 | 0.060379 | 1.7412 | 14 | 24.3764 | 0.15337
ME | onshore wind | Winter Peak | 0.28962 | 0.27085 | 0.25574 | 0.24162 | 0.22272 | 0.20275 | 0.18328 | 0.15307 | 0.098078 | 0.057537 | 0.038995 | 0.029088 | 0.023418 | 0.022255 | 0.026996 | 0.049742 | 0.071566 | 0.087136 | 0.097043 | 0.11524 | 0.13462 | 0.15386 | 0.16983 | 0.18012 | 3.1752 | 11 | 34.9269 | 0.28962
ME | petroleum | Winter | 0.0037789 | 0.0036342 | 0.0035777 | 0.0035521 | 0.0035395 | 0.0034876 | 0.0038951 | 0.0042042 | 0.0038859 | 0.0035757 | 0.0037175 | 0.0046004 | 0.0060221 | 0.0085987 | 0.011422 | 0.014156 | 0.018064 | 0.024863 | 0.03209 | 0.02855 | 0.019833 | 0.01277 | 0.0067493 | 0.0048314 | 0.2334 | 83 | 19.372 | 0.03209
ME | petroleum | Spring | 0.0015265 | 0.0014402 | 0.0013939 | 0.001383 | 0.0013808 | 0.0014171 | 0.0021696 | 0.0023 | 0.0017593 | 0.0014301 | 0.0016072 | 0.0025692 | 0.0034371 | 0.0042644 | 0.0050011 | 0.0058361 | 0.0068574 | 0.0095425 | 0.016516 | 0.015731 | 0.010503 | 0.0060212 | 0.0028496 | 0.0019082 | 0.10885 | 73 | 7.9457 | 0.016516
ME | petroleum | Summer | 0.0033221 | 0.0031531 | 0.0031005 | 0.0030787 | 0.0030416 | 0.0029661 | 0.0030851 | 0.0033786 | 0.003224 | 0.0029529 | 0.0030858 | 0.0037518 | 0.005021 | 0.0067189 | 0.0086036 | 0.010569 | 0.012894 | 0.018235 | 0.02526 | 0.022488 | 0.015859 | 0.011298 | 0.0051197 | 0.0034984 | 0.1837 | 136 | 24.9838 | 0.02526
ME | petroleum | Fall | 0.0036505 | 0.0034192 | 0.0033828 | 0.0033588 | 0.0033496 | 0.0032352 | 0.0031294 | 0.0032164 | 0.0031388 | 0.0031059 | 0.0032011 | 0.003535 | 0.0047023 | 0.0064197 | 0.0079536 | 0.0098143 | 0.012988 | 0.018871 | 0.024641 | 0.02143 | 0.013926 | 0.0087537 | 0.0046307 | 0.003354 | 0.17721 | 48 | 8.5059 | 0.024641
ME | petroleum | Summer Peak | 0.010817 | 0.0092331 | 0.0091594 | 0.0091185 | 0.00908 | 0.0089305 | 0.0089098 | 0.0089098 | 0.0089098 | 0.00897 | 0.0091543 | 0.01193 | 0.015845 | 0.023443 | 0.032086 | 0.039596 | 0.048912 | 0.062579 | 0.071913 | 0.067404 | 0.050552 | 0.034083 | 0.017412 | 0.012543 | 0.58949 | 14 | 8.2529 | 0.071913
ME | petroleum | Winter Peak | 0.00081723 | 0.00064793 | 0.00061667 | 0.00061667 | 0.00061667 | 0.00061667 | 0.00061667 | 0.0007258 | 0.00070459 | 0.00062017 | 0.00065702 | 0.00067639 | 0.00071034 | 0.00071034 | 0.00075717 | 0.00082743 | 0.00087426 | 0.0018784 | 0.0055016 | 0.0049183 | 0.0036521 | 0.0023928 | 0.0013812 | 0.00074057 | 0.032277 | 11 | 0.35505 | 0.0055016
ME | pumped hydro | Winter | 0.050786 | 0.031782 | 0.011015 | 0.0036035 | 0.0015851 | 0.005556 | 0.040084 | 0.033931 | 0.015151 | 0.0089085 | 0.0017651 | 0.0025064 | 0.0017282 | 0.0011129 | 0.0006206 | 0.00067935 | 0.0057153 | 0.12696 | 0.27549 | 0.26941 | 0.19322 | 0.12361 | 0.087958 | 0.059443 | 1.3526 | 83 | 112.2676 | 0.27549
ME | pumped hydro | Spring | 0.13406 | 0.089046 | 0.043601 | 0.027674 | 0.022308 | 0.021574 | 0.03002 | 0.021769 | 0.01624 | 0.0019417 | 0.0019339 | 0.0016268 | 0.0017358 | 0.0033852 | 0.0067275 | 0.010701 | 0.041979 | 0.14699 | 0.34078 | 0.37694 | 0.3594 | 0.20445 | 0.15713 | 0.1425 | 2.2045 | 73 | 160.9292 | 0.37694
ME | pumped hydro | Summer | 0.088023 | 0.039339 | 0.016514 | 0.0093124 | 0.0054294 | 0.0038308 | 0.0031176 | 0.0012654 | 0.00015248 | 2.3472e-05 | 0.00083549 | 0.022595 | 0.10315 | 0.18902 | 0.2678 | 0.35551 | 0.45477 | 0.53128 | 0.58425 | 0.58312 | 0.54844 | 0.32976 | 0.16117 | 0.12689 | 4.4256 | 136 | 601.8818 | 0.58425
ME | pumped hydro | Fall | 0.087977 | 0.062359 | 0.024155 | 0.0062008 | 0.0025893 | 0.0017164 | 0.0023704 | 0.0063496 | 0.0078345 | 0.00033795 | 0.00071655 | 0.00089718 | 0.0046131 | 0.012083 | 0.021131 | 0.03584 | 0.098139 | 0.31041 | 0.39754 | 0.41951 | 0.24537 | 0.15513 | 0.1382 | 0.11573 | 2.1572 | 48 | 103.5457 | 0.41951
ME | pumped hydro | Summer Peak | 0.13154 | 0.040447 | 0 | 0 | 0 | 0 | 0 | 0 | 0 | 0.00043189 | 0.0018473 | 0.083516 | 0.34412 | 0.45311 | 0.54917 | 0.60615 | 0.63472 | 0.64234 | 0.639 | 0.63262 | 0.72697 | 0.67088 | 0.19429 | 0.14993 | 6.5011 | 14 | 91.0151 | 0.72697
ME | pumped hydro | Winter Peak | 0.0047638 | 0.0026573 | 0.0018473 | 0.0018473 | 0 | 0.094888 | 0.19155 | 0.14615 | 0.0043146 | 0.012964 | 0.003345 | 0.0052486 | 0.0036945 | 0 | 0 | 0 | 0.0048896 | 0.20752 | 0.3746 | 0.38504 | 0.33367 | 0.19894 | 0.069298 | 0.020111 | 2.0674 | 11 | 22.7409 | 0.38504
ME | smr | Winter | 0.9 | 0.9 | 0.9 | 0.9 | 0.9 | 0.9 | 0.9 | 0.9 | 0.9 | 0.9 | 0.9 | 0.9 | 0.9 | 0.9 | 0.9 | 0.9 | 0.9 | 0.9 | 0.9 | 0.9 | 0.9 | 0.9 | 0.9 | 0.9 | 21.6 | 83 | 1792.8 | 0.9
ME | smr | Spring | 0.9 | 0.9 | 0.9 | 0.9 | 0.9 | 0.9 | 0.9 | 0.9 | 0.9 | 0.9 | 0.9 | 0.9 | 0.9 | 0.9 | 0.9 | 0.9 | 0.9 | 0.9 | 0.9 | 0.9 | 0.9 | 0.9 | 0.9 | 0.9 | 21.6 | 73 | 1576.8 | 0.9
ME | smr | Summer | 0.9 | 0.9 | 0.9 | 0.9 | 0.9 | 0.9 | 0.9 | 0.9 | 0.9 | 0.9 | 0.9 | 0.9 | 0.9 | 0.9 | 0.9 | 0.9 | 0.9 | 0.9 | 0.9 | 0.9 | 0.9 | 0.9 | 0.9 | 0.9 | 21.6 | 136 | 2937.6 | 0.9
ME | smr | Fall | 0.9 | 0.9 | 0.9 | 0.9 | 0.9 | 0.9 | 0.9 | 0.9 | 0.9 | 0.9 | 0.9 | 0.9 | 0.9 | 0.9 | 0.9 | 0.9 | 0.9 | 0.9 | 0.9 | 0.9 | 0.9 | 0.9 | 0.9 | 0.9 | 21.6 | 48 | 1036.8 | 0.9
ME | smr | Summer Peak | 0.9 | 0.9 | 0.9 | 0.9 | 0.9 | 0.9 | 0.9 | 0.9 | 0.9 | 0.9 | 0.9 | 0.9 | 0.9 | 0.9 | 0.9 | 0.9 | 0.9 | 0.9 | 0.9 | 0.9 | 0.9 | 0.9 | 0.9 | 0.9 | 21.6 | 14 | 302.4 | 0.9
ME | smr | Winter Peak | 0.9 | 0.9 | 0.9 | 0.9 | 0.9 | 0.9 | 0.9 | 0.9 | 0.9 | 0.9 | 0.9 | 0.9 | 0.9 | 0.9 | 0.9 | 0.9 | 0.9 | 0.9 | 0.9 | 0.9 | 0.9 | 0.9 | 0.9 | 0.9 | 21.6 | 11 | 237.6 | 0.9
ME | solar pv dist | Winter | 0 | 0 | 0 | 0.00023807 | 0.0065106 | 0.018 | 0.16062 | 0.2581 | 0.31915 | 0.32928 | 0.32927 | 0.34403 | 0.35709 | 0.37158 | 0.30434 | 0.1814 | 0.09621 | 0.049787 | 0.0018942 | 0 | 0 | 0 | 0 | 0 | 3.1275 | 83 | 259.5816 | 0.37158
ME | solar pv dist | Spring | 0 | 0 | 0 | 0.00037659 | 0.0043426 | 0.016064 | 0.17453 | 0.29421 | 0.36025 | 0.35859 | 0.35871 | 0.35434 | 0.36132 | 0.42678 | 0.31576 | 0.17102 | 0.062479 | 0.026832 | 0.00085911 | 0 | 0 | 0 | 0 | 0 | 3.2865 | 73 | 239.9115 | 0.42678
ME | solar pv dist | Summer | 0 | 0 | 0 | 0.00068855 | 0.0096523 | 0.029734 | 0.23395 | 0.33052 | 0.38981 | 0.38921 | 0.38533 | 0.38737 | 0.39137 | 0.41607 | 0.34201 | 0.2285 | 0.12531 | 0.07195 | 0.0032848 | 0 | 0 | 0 | 0 | 0 | 3.7348 | 136 | 507.9287 | 0.41607
ME | solar pv dist | Fall | 0 | 0 | 0 | 0.00048325 | 0.0083405 | 0.033917 | 0.34738 | 0.44754 | 0.48124 | 0.48516 | 0.47038 | 0.47523 | 0.49986 | 0.54303 | 0.47648 | 0.3481 | 0.15346 | 0.072917 | 0.0026489 | 0 | 0 | 0 | 0 | 0 | 4.8462 | 48 | 232.616 | 0.54303
ME | solar pv dist | Summer Peak | 0 | 0 | 0 | 0.0018409 | 0.025282 | 0.069588 | 0.40028 | 0.45465 | 0.47901 | 0.47005 | 0.45594 | 0.46398 | 0.45502 | 0.39537 | 0.35101 | 0.3086 | 0.1941 | 0.125 | 0.0059524 | 0 | 0 | 0 | 0 | 0 | 4.6557 | 14 | 65.1796 | 0.47901
ME | solar pv dist | Winter Peak | 0 | 0 | 0 | 0 | 0 | 0 | 0.014605 | 0.14113 | 0.26781 | 0.25601 | 0.24328 | 0.24172 | 0.22883 | 0.29827 | 0.16464 | 0.027882 | 0 | 0 | 0 | 0 | 0 | 0 | 0 | 0 | 1.8842 | 11 | 20.7259 | 0.29827
ME | solar pv | Winter | 0 | 0 | 0 | 5.5164e-05 | 0.019934 | 0.072733 | 0.14931 | 0.24839 | 0.31591 | 0.33562 | 0.33223 | 0.33217 | 0.33553 | 0.33401 | 0.28608 | 0.19591 | 0.11301 | 0.039028 | 0.0011121 | 0 | 0 | 0 | 0 | 0 | 3.111 | 83 | 258.2161 | 0.33562
ME | solar pv | Spring | 0 | 0 | 0 | 0.00012544 | 0.019464 | 0.066008 | 0.16265 | 0.29139 | 0.36875 | 0.36187 | 0.34436 | 0.33957 | 0.35127 | 0.36106 | 0.3023 | 0.17605 | 0.072486 | 0.018937 | 0.00090068 | 0 | 0 | 0 | 0 | 0 | 3.2372 | 73 | 236.3135 | 0.36875
ME | solar pv | Summer | 0 | 0 | 0 | 0.00024509 | 0.040248 | 0.12818 | 0.22896 | 0.31222 | 0.3622 | 0.37788 | 0.37189 | 0.3675 | 0.36897 | 0.36904 | 0.32989 | 0.24935 | 0.15896 | 0.059745 | 0.0017251 | 0 | 0 | 0 | 0 | 0 | 3.727 | 136 | 506.8732 | 0.37788
ME | solar pv | Fall | 0 | 0 | 0 | 0.00016407 | 0.030459 | 0.13273 | 0.29776 | 0.41249 | 0.44997 | 0.4577 | 0.4529 | 0.45549 | 0.46859 | 0.49077 | 0.47307 | 0.36673 | 0.17817 | 0.046019 | 0.0013774 | 0 | 0 | 0 | 0 | 0 | 4.7144 | 48 | 226.2917 | 0.49077
ME | solar pv | Summer Peak | 0 | 0 | 0 | 0.00070642 | 0.062623 | 0.23229 | 0.3809 | 0.4566 | 0.48767 | 0.49354 | 0.48369 | 0.47764 | 0.47297 | 0.46731 | 0.44316 | 0.41186 | 0.3168 | 0.1428 | 0.0064363 | 0 | 0 | 0 | 0 | 0 | 5.337 | 14 | 74.718 | 0.49354
ME | solar pv | Winter Peak | 0 | 0 | 0 | 0 | 0 | 0 | 0.0019314 | 0.15496 | 0.32552 | 0.32871 | 0.29358 | 0.27598 | 0.28033 | 0.29353 | 0.18276 | 0.031002 | 0 | 0 | 0 | 0 | 0 | 0 | 0 | 0 | 2.1683 | 11 | 23.8515 | 0.32871
ME | solar thermal | Winter | 0 | 0 | 0 | 0 | 0 | 0 | 0 | 0 | 0 | 0.08597 | 0.37963 | 0.49887 | 0.49723 | 0.48344 | 0.47116 | 0.48279 | 0.49202 | 0.44649 | 0.21282 | 0.015243 | 0 | 0 | 0 | 0 | 4.0657 | 83 | 337.4502 | 0.49887
ME | solar thermal | Spring | 0 | 0 | 0 | 0 | 0 | 0 | 0 | 0.0076376 | 0.18687 | 0.48014 | 0.63047 | 0.67382 | 0.67706 | 0.67418 | 0.66674 | 0.6665 | 0.66683 | 0.64842 | 0.56803 | 0.30656 | 0.039289 | 0 | 0 | 0 | 6.8926 | 73 | 503.1571 | 0.67706
ME | solar thermal | Summer | 0 | 0 | 0 | 0 | 0 | 0 | 0 | 0.024165 | 0.27576 | 0.51489 | 0.59949 | 0.63012 | 0.63917 | 0.63842 | 0.63267 | 0.62353 | 0.61338 | 0.59439 | 0.54207 | 0.40006 | 0.11962 | 2.6056e-06 | 0 | 0 | 6.8477 | 136 | 931.2904 | 0.63917
ME | solar thermal | Fall | 0 | 0 | 0 | 0 | 0 | 0 | 0 | 0 | 0.054994 | 0.36422 | 0.55217 | 0.58569 | 0.57826 | 0.56812 | 0.56341 | 0.56827 | 0.56955 | 0.52878 | 0.35579 | 0.077412 | 3.2207e-05 | 0 | 0 | 0 | 5.3667 | 48 | 257.6013 | 0.58569
ME | solar thermal | Summer Peak | 0 | 0 | 0 | 0 | 0 | 0 | 0 | 0.027732 | 0.38084 | 0.62249 | 0.69231 | 0.71807 | 0.7248 | 0.72465 | 0.72329 | 0.72571 | 0.72389 | 0.71218 | 0.67311 | 0.55977 | 0.22117 | 0 | 0 | 0 | 8.23 | 14 | 115.2202 | 0.72571
ME | solar thermal | Winter Peak | 0 | 0 | 0 | 0 | 0 | 0 | 0 | 0 | 0 | 0.0026447 | 0.27588 | 0.35613 | 0.39021 | 0.41121 | 0.42512 | 0.48557 | 0.52766 | 0.49305 | 0.19344 | 0 | 0 | 0 | 0 | 0 | 3.5609 | 11 | 39.1699 | 0.52766
ME | natural gas steam turbine | Winter | 0.1919 | 0.1919 | 0.1919 | 0.1919 | 0.1919 | 0.1919 | 0.1919 | 0.1919 | 0.1919 | 0.1919 | 0.1919 | 0.1919 | 0.1919 | 0.1919 | 0.1919 | 0.1919 | 0.1919 | 0.1919 | 0.1919 | 0.1919 | 0.1919 | 0.1919 | 0.1919 | 0.1919 | 4.6056 | 83 | 382.2648 | 0.1919
ME | natural gas steam turbine | Spring | 0.1919 | 0.1919 | 0.1919 | 0.1919 | 0.1919 | 0.1919 | 0.1919 | 0.1919 | 0.1919 | 0.1919 | 0.1919 | 0.1919 | 0.1919 | 0.1919 | 0.1919 | 0.1919 | 0.1919 | 0.1919 | 0.1919 | 0.1919 | 0.1919 | 0.1919 | 0.1919 | 0.1919 | 4.6056 | 73 | 336.2088 | 0.1919
ME | natural gas steam turbine | Summer | 0.1919 | 0.1919 | 0.1919 | 0.1919 | 0.1919 | 0.1919 | 0.1919 | 0.1919 | 0.1919 | 0.1919 | 0.1919 | 0.1919 | 0.1919 | 0.1919 | 0.1919 | 0.1919 | 0.1919 | 0.1919 | 0.1919 | 0.1919 | 0.1919 | 0.1919 | 0.1919 | 0.1919 | 4.6056 | 136 | 626.3616 | 0.1919
ME | natural gas steam turbine | Fall | 0.1919 | 0.1919 | 0.1919 | 0.1919 | 0.1919 | 0.1919 | 0.1919 | 0.1919 | 0.1919 | 0.1919 | 0.1919 | 0.1919 | 0.1919 | 0.1919 | 0.1919 | 0.1919 | 0.1919 | 0.1919 | 0.1919 | 0.1919 | 0.1919 | 0.1919 | 0.1919 | 0.1919 | 4.6056 | 48 | 221.0688 | 0.1919
ME | natural gas steam turbine | Summer Peak | 0.1919 | 0.1919 | 0.1919 | 0.1919 | 0.1919 | 0.1919 | 0.1919 | 0.1919 | 0.1919 | 0.1919 | 0.1919 | 0.1919 | 0.1919 | 0.1919 | 0.1919 | 0.1919 | 0.1919 | 0.1919 | 0.1919 | 0.1919 | 0.1919 | 0.1919 | 0.1919 | 0.1919 | 4.6056 | 14 | 64.4784 | 0.1919
ME | natural gas steam turbine | Winter Peak | 0.1919 | 0.1919 | 0.1919 | 0.1919 | 0.1919 | 0.1919 | 0.1919 | 0.1919 | 0.1919 | 0.1919 | 0.1919 | 0.1919 | 0.1919 | 0.1919 | 0.1919 | 0.1919 | 0.1919 | 0.1919 | 0.1919 | 0.1919 | 0.1919 | 0.1919 | 0.1919 | 0.1919 | 4.6056 | 11 | 50.6616 | 0.1919
MI | biomass ccs | Winter | 0.8 | 0.8 | 0.8 | 0.8 | 0.8 | 0.8 | 0.8 | 0.8 | 0.8 | 0.8 | 0.8 | 0.8 | 0.8 | 0.8 | 0.8 | 0.8 | 0.8 | 0.8 | 0.8 | 0.8 | 0.8 | 0.8 | 0.8 | 0.8 | 19.2 | 105 | 2016 | 0.8
MI | biomass ccs | Spring | 0.8 | 0.8 | 0.8 | 0.8 | 0.8 | 0.8 | 0.8 | 0.8 | 0.8 | 0.8 | 0.8 | 0.8 | 0.8 | 0.8 | 0.8 | 0.8 | 0.8 | 0.8 | 0.8 | 0.8 | 0.8 | 0.8 | 0.8 | 0.8 | 19.2 | 74 | 1420.8 | 0.8
MI | biomass ccs | Summer | 0.8 | 0.8 | 0.8 | 0.8 | 0.8 | 0.8 | 0.8 | 0.8 | 0.8 | 0.8 | 0.8 | 0.8 | 0.8 | 0.8 | 0.8 | 0.8 | 0.8 | 0.8 | 0.8 | 0.8 | 0.8 | 0.8 | 0.8 | 0.8 | 19.2 | 109 | 2092.8 | 0.8
MI | biomass ccs | Fall | 0.8 | 0.8 | 0.8 | 0.8 | 0.8 | 0.8 | 0.8 | 0.8 | 0.8 | 0.8 | 0.8 | 0.8 | 0.8 | 0.8 | 0.8 | 0.8 | 0.8 | 0.8 | 0.8 | 0.8 | 0.8 | 0.8 | 0.8 | 0.8 | 19.2 | 60 | 1152 | 0.8
MI | biomass ccs | Summer Peak | 0.8 | 0.8 | 0.8 | 0.8 | 0.8 | 0.8 | 0.8 | 0.8 | 0.8 | 0.8 | 0.8 | 0.8 | 0.8 | 0.8 | 0.8 | 0.8 | 0.8 | 0.8 | 0.8 | 0.8 | 0.8 | 0.8 | 0.8 | 0.8 | 19.2 | 10 | 192 | 0.8
MI | biomass ccs | Winter Peak | 0.8 | 0.8 | 0.8 | 0.8 | 0.8 | 0.8 | 0.8 | 0.8 | 0.8 | 0.8 | 0.8 | 0.8 | 0.8 | 0.8 | 0.8 | 0.8 | 0.8 | 0.8 | 0.8 | 0.8 | 0.8 | 0.8 | 0.8 | 0.8 | 19.2 | 7 | 134.4 | 0.8
MI | biomass | Winter | 0.49761 | 0.49761 | 0.49761 | 0.49761 | 0.49761 | 0.49761 | 0.49761 | 0.49761 | 0.49761 | 0.49761 | 0.49761 | 0.49761 | 0.49761 | 0.49761 | 0.49761 | 0.49761 | 0.49761 | 0.49761 | 0.49761 | 0.49761 | 0.49761 | 0.49761 | 0.49761 | 0.49761 | 11.9426 | 105 | 1253.9702 | 0.49761
MI | biomass | Spring | 0.49761 | 0.49761 | 0.49761 | 0.49761 | 0.49761 | 0.49761 | 0.49761 | 0.49761 | 0.49761 | 0.49761 | 0.49761 | 0.49761 | 0.49761 | 0.49761 | 0.49761 | 0.49761 | 0.49761 | 0.49761 | 0.49761 | 0.49761 | 0.49761 | 0.49761 | 0.49761 | 0.49761 | 11.9426 | 74 | 883.7504 | 0.49761
MI | biomass | Summer | 0.49757 | 0.49757 | 0.49757 | 0.49755 | 0.49755 | 0.49755 | 0.49755 | 0.49755 | 0.49757 | 0.49759 | 0.49761 | 0.49761 | 0.49761 | 0.49761 | 0.49761 | 0.49761 | 0.49761 | 0.49761 | 0.49761 | 0.49761 | 0.49761 | 0.49761 | 0.49761 | 0.49761 | 11.9422 | 109 | 1301.6945 | 0.49761
MI | biomass | Fall | 0.49761 | 0.49761 | 0.49758 | 0.49758 | 0.49758 | 0.49758 | 0.49758 | 0.49758 | 0.49758 | 0.49761 | 0.49761 | 0.49761 | 0.49761 | 0.49761 | 0.49761 | 0.49761 | 0.49761 | 0.49761 | 0.49761 | 0.49761 | 0.49761 | 0.49761 | 0.49761 | 0.49754 | 11.9423 | 60 | 716.5372 | 0.49761
MI | biomass | Summer Peak | 0.49761 | 0.49761 | 0.49761 | 0.49761 | 0.49761 | 0.49761 | 0.49761 | 0.49761 | 0.49761 | 0.49761 | 0.49761 | 0.49761 | 0.49761 | 0.49761 | 0.49761 | 0.49761 | 0.49761 | 0.49761 | 0.49761 | 0.49761 | 0.49761 | 0.49761 | 0.49761 | 0.49761 | 11.9426 | 10 | 119.4257 | 0.49761
MI | biomass | Winter Peak | 0.49761 | 0.49761 | 0.49761 | 0.49761 | 0.49761 | 0.49761 | 0.49761 | 0.49761 | 0.49761 | 0.49761 | 0.49761 | 0.49761 | 0.49761 | 0.49761 | 0.49761 | 0.49761 | 0.49761 | 0.49761 | 0.49761 | 0.49761 | 0.49761 | 0.49761 | 0.49761 | 0.49761 | 11.9426 | 7 | 83.598 | 0.49761
MI | natural gas combined cycle ccs | Winter | 0.8 | 0.8 | 0.8 | 0.8 | 0.8 | 0.8 | 0.8 | 0.8 | 0.8 | 0.8 | 0.8 | 0.8 | 0.8 | 0.8 | 0.8 | 0.8 | 0.8 | 0.8 | 0.8 | 0.8 | 0.8 | 0.8 | 0.8 | 0.8 | 19.2 | 105 | 2016 | 0.8
MI | natural gas combined cycle ccs | Spring | 0.8 | 0.8 | 0.8 | 0.8 | 0.8 | 0.8 | 0.8 | 0.8 | 0.8 | 0.8 | 0.8 | 0.8 | 0.8 | 0.8 | 0.8 | 0.8 | 0.8 | 0.8 | 0.8 | 0.8 | 0.8 | 0.8 | 0.8 | 0.8 | 19.2 | 74 | 1420.8 | 0.8
MI | natural gas combined cycle ccs | Summer | 0.8 | 0.8 | 0.8 | 0.8 | 0.8 | 0.8 | 0.8 | 0.8 | 0.8 | 0.8 | 0.8 | 0.8 | 0.8 | 0.8 | 0.8 | 0.8 | 0.8 | 0.8 | 0.8 | 0.8 | 0.8 | 0.8 | 0.8 | 0.8 | 19.2 | 109 | 2092.8 | 0.8
MI | natural gas combined cycle ccs | Fall | 0.8 | 0.8 | 0.8 | 0.8 | 0.8 | 0.8 | 0.8 | 0.8 | 0.8 | 0.8 | 0.8 | 0.8 | 0.8 | 0.8 | 0.8 | 0.8 | 0.8 | 0.8 | 0.8 | 0.8 | 0.8 | 0.8 | 0.8 | 0.8 | 19.2 | 60 | 1152 | 0.8
MI | natural gas combined cycle ccs | Summer Peak | 0.8 | 0.8 | 0.8 | 0.8 | 0.8 | 0.8 | 0.8 | 0.8 | 0.8 | 0.8 | 0.8 | 0.8 | 0.8 | 0.8 | 0.8 | 0.8 | 0.8 | 0.8 | 0.8 | 0.8 | 0.8 | 0.8 | 0.8 | 0.8 | 19.2 | 10 | 192 | 0.8
MI | natural gas combined cycle ccs | Winter Peak | 0.8 | 0.8 | 0.8 | 0.8 | 0.8 | 0.8 | 0.8 | 0.8 | 0.8 | 0.8 | 0.8 | 0.8 | 0.8 | 0.8 | 0.8 | 0.8 | 0.8 | 0.8 | 0.8 | 0.8 | 0.8 | 0.8 | 0.8 | 0.8 | 19.2 | 7 | 134.4 | 0.8
MI | natural gas combined cycle | Winter | 0.61186 | 0.60335 | 0.60061 | 0.60077 | 0.60808 | 0.62298 | 0.6346 | 0.6378 | 0.63822 | 0.64167 | 0.65339 | 0.66441 | 0.67361 | 0.67305 | 0.67567 | 0.68105 | 0.70278 | 0.72257 | 0.7281 | 0.72186 | 0.71591 | 0.70131 | 0.66574 | 0.64015 | 15.8195 | 105 | 1661.052 | 0.7281
MI | natural gas combined cycle | Spring | 0.60211 | 0.59297 | 0.58706 | 0.58651 | 0.59394 | 0.60991 | 0.61734 | 0.61531 | 0.61425 | 0.6185 | 0.6295 | 0.63459 | 0.63951 | 0.64116 | 0.64054 | 0.64704 | 0.66509 | 0.68227 | 0.69087 | 0.68613 | 0.68565 | 0.67389 | 0.64184 | 0.61151 | 15.2075 | 74 | 1125.3556 | 0.69087
MI | natural gas combined cycle | Summer | 0.58904 | 0.58281 | 0.57817 | 0.57886 | 0.58931 | 0.59802 | 0.59135 | 0.5937 | 0.60333 | 0.61567 | 0.62296 | 0.62716 | 0.63399 | 0.63798 | 0.64188 | 0.6472 | 0.66244 | 0.68385 | 0.69347 | 0.68728 | 0.68011 | 0.66927 | 0.63752 | 0.61877 | 15.0641 | 109 | 1641.9892 | 0.69347
MI | natural gas combined cycle | Fall | 0.59724 | 0.58976 | 0.5855 | 0.58534 | 0.59219 | 0.60686 | 0.60377 | 0.60617 | 0.61444 | 0.62287 | 0.63293 | 0.64142 | 0.64155 | 0.6436 | 0.64809 | 0.65187 | 0.66579 | 0.67682 | 0.67761 | 0.67064 | 0.66278 | 0.64818 | 0.62924 | 0.6064 | 15.1011 | 60 | 906.0641 | 0.67761
MI | natural gas combined cycle | Summer Peak | 0.7745 | 0.76524 | 0.75753 | 0.75367 | 0.75753 | 0.75546 | 0.7297 | 0.76587 | 0.78655 | 0.8062 | 0.83282 | 0.89743 | 0.92728 | 0.93669 | 0.94655 | 0.94772 | 0.95734 | 0.97675 | 1 | 0.96834 | 0.96994 | 0.95987 | 0.8604 | 0.83245 | 20.6658 | 10 | 206.6582 | 1
MI | natural gas combined cycle | Winter Peak | 0.5464 | 0.53876 | 0.53494 | 0.53494 | 0.53876 | 0.55404 | 0.571 | 0.58584 | 0.57651 | 0.56336 | 0.56336 | 0.56336 | 0.55954 | 0.55191 | 0.55191 | 0.55954 | 0.59347 | 0.60561 | 0.63896 | 0.61537 | 0.60987 | 0.59875 | 0.59189 | 0.55582 | 13.7039 | 7 | 95.9273 | 0.63896
MI | crude oil | Winter | 0.001 | 0.001 | 0.001 | 0.001 | 0.001 | 0.001 | 0.001 | 0.001 | 0.001 | 0.001 | 0.001 | 0.001 | 0.001 | 0.001 | 0.001 | 0.001 | 0.001 | 0.001 | 0.001 | 0.001 | 0.001 | 0.001 | 0.001 | 0.001 | 0.024 | 105 | 2.52 | 0.001
MI | crude oil | Spring | 0.001 | 0.001 | 0.001 | 0.001 | 0.001 | 0.001 | 0.001 | 0.001 | 0.001 | 0.001 | 0.001 | 0.001 | 0.001 | 0.001 | 0.001 | 0.001 | 0.001 | 0.001 | 0.001 | 0.001 | 0.001 | 0.001 | 0.001 | 0.001 | 0.024 | 74 | 1.776 | 0.001
MI | crude oil | Summer | 0.001 | 0.001 | 0.001 | 0.001 | 0.001 | 0.001 | 0.001 | 0.001 | 0.001 | 0.001 | 0.001 | 0.001 | 0.001 | 0.001 | 0.001 | 0.001 | 0.001 | 0.001 | 0.001 | 0.001 | 0.001 | 0.001 | 0.001 | 0.001 | 0.024 | 109 | 2.616 | 0.001
MI | crude oil | Fall | 0.001 | 0.001 | 0.001 | 0.001 | 0.001 | 0.001 | 0.001 | 0.001 | 0.001 | 0.001 | 0.001 | 0.001 | 0.001 | 0.001 | 0.001 | 0.001 | 0.001 | 0.001 | 0.001 | 0.001 | 0.001 | 0.001 | 0.001 | 0.001 | 0.024 | 60 | 1.44 | 0.001
MI | crude oil | Summer Peak | 0.001 | 0.001 | 0.001 | 0.001 | 0.001 | 0.001 | 0.001 | 0.001 | 0.001 | 0.001 | 0.001 | 0.001 | 0.001 | 0.001 | 0.001 | 0.001 | 0.001 | 0.001 | 0.001 | 0.001 | 0.001 | 0.001 | 0.001 | 0.001 | 0.024 | 10 | 0.24 | 0.001
MI | crude oil | Winter Peak | 0.001 | 0.001 | 0.001 | 0.001 | 0.001 | 0.001 | 0.001 | 0.001 | 0.001 | 0.001 | 0.001 | 0.001 | 0.001 | 0.001 | 0.001 | 0.001 | 0.001 | 0.001 | 0.001 | 0.001 | 0.001 | 0.001 | 0.001 | 0.001 | 0.024 | 7 | 0.168 | 0.001
MI | geothermal | Winter | 0.6595 | 0.6595 | 0.6595 | 0.6595 | 0.6595 | 0.6595 | 0.6595 | 0.6595 | 0.6595 | 0.6595 | 0.6595 | 0.6595 | 0.6595 | 0.6595 | 0.6595 | 0.6595 | 0.6595 | 0.6595 | 0.6595 | 0.6595 | 0.6595 | 0.6595 | 0.6595 | 0.6595 | 15.828 | 105 | 1661.94 | 0.6595
MI | geothermal | Spring | 0.6595 | 0.6595 | 0.6595 | 0.6595 | 0.6595 | 0.6595 | 0.6595 | 0.6595 | 0.6595 | 0.6595 | 0.6595 | 0.6595 | 0.6595 | 0.6595 | 0.6595 | 0.6595 | 0.6595 | 0.6595 | 0.6595 | 0.6595 | 0.6595 | 0.6595 | 0.6595 | 0.6595 | 15.828 | 74 | 1171.272 | 0.6595
MI | geothermal | Summer | 0.6595 | 0.6595 | 0.6595 | 0.6595 | 0.6595 | 0.6595 | 0.6595 | 0.6595 | 0.6595 | 0.6595 | 0.6595 | 0.6595 | 0.6595 | 0.6595 | 0.6595 | 0.6595 | 0.6595 | 0.6595 | 0.6595 | 0.6595 | 0.6595 | 0.6595 | 0.6595 | 0.6595 | 15.828 | 109 | 1725.252 | 0.6595
MI | geothermal | Fall | 0.6595 | 0.6595 | 0.6595 | 0.6595 | 0.6595 | 0.6595 | 0.6595 | 0.6595 | 0.6595 | 0.6595 | 0.6595 | 0.6595 | 0.6595 | 0.6595 | 0.6595 | 0.6595 | 0.6595 | 0.6595 | 0.6595 | 0.6595 | 0.6595 | 0.6595 | 0.6595 | 0.6595 | 15.828 | 60 | 949.68 | 0.6595
MI | geothermal | Summer Peak | 0.6595 | 0.6595 | 0.6595 | 0.6595 | 0.6595 | 0.6595 | 0.6595 | 0.6595 | 0.6595 | 0.6595 | 0.6595 | 0.6595 | 0.6595 | 0.6595 | 0.6595 | 0.6595 | 0.6595 | 0.6595 | 0.6595 | 0.6595 | 0.6595 | 0.6595 | 0.6595 | 0.6595 | 15.828 | 10 | 158.28 | 0.6595
MI | geothermal | Winter Peak | 0.6595 | 0.6595 | 0.6595 | 0.6595 | 0.6595 | 0.6595 | 0.6595 | 0.6595 | 0.6595 | 0.6595 | 0.6595 | 0.6595 | 0.6595 | 0.6595 | 0.6595 | 0.6595 | 0.6595 | 0.6595 | 0.6595 | 0.6595 | 0.6595 | 0.6595 | 0.6595 | 0.6595 | 15.828 | 7 | 110.796 | 0.6595
MI | hard coal ccs | Winter | 0.8 | 0.8 | 0.8 | 0.8 | 0.8 | 0.8 | 0.8 | 0.8 | 0.8 | 0.8 | 0.8 | 0.8 | 0.8 | 0.8 | 0.8 | 0.8 | 0.8 | 0.8 | 0.8 | 0.8 | 0.8 | 0.8 | 0.8 | 0.8 | 19.2 | 105 | 2016 | 0.8
MI | hard coal ccs | Spring | 0.8 | 0.8 | 0.8 | 0.8 | 0.8 | 0.8 | 0.8 | 0.8 | 0.8 | 0.8 | 0.8 | 0.8 | 0.8 | 0.8 | 0.8 | 0.8 | 0.8 | 0.8 | 0.8 | 0.8 | 0.8 | 0.8 | 0.8 | 0.8 | 19.2 | 74 | 1420.8 | 0.8
MI | hard coal ccs | Summer | 0.8 | 0.8 | 0.8 | 0.8 | 0.8 | 0.8 | 0.8 | 0.8 | 0.8 | 0.8 | 0.8 | 0.8 | 0.8 | 0.8 | 0.8 | 0.8 | 0.8 | 0.8 | 0.8 | 0.8 | 0.8 | 0.8 | 0.8 | 0.8 | 19.2 | 109 | 2092.8 | 0.8
MI | hard coal ccs | Fall | 0.8 | 0.8 | 0.8 | 0.8 | 0.8 | 0.8 | 0.8 | 0.8 | 0.8 | 0.8 | 0.8 | 0.8 | 0.8 | 0.8 | 0.8 | 0.8 | 0.8 | 0.8 | 0.8 | 0.8 | 0.8 | 0.8 | 0.8 | 0.8 | 19.2 | 60 | 1152 | 0.8
MI | hard coal ccs | Summer Peak | 0.8 | 0.8 | 0.8 | 0.8 | 0.8 | 0.8 | 0.8 | 0.8 | 0.8 | 0.8 | 0.8 | 0.8 | 0.8 | 0.8 | 0.8 | 0.8 | 0.8 | 0.8 | 0.8 | 0.8 | 0.8 | 0.8 | 0.8 | 0.8 | 19.2 | 10 | 192 | 0.8
MI | hard coal ccs | Winter Peak | 0.8 | 0.8 | 0.8 | 0.8 | 0.8 | 0.8 | 0.8 | 0.8 | 0.8 | 0.8 | 0.8 | 0.8 | 0.8 | 0.8 | 0.8 | 0.8 | 0.8 | 0.8 | 0.8 | 0.8 | 0.8 | 0.8 | 0.8 | 0.8 | 19.2 | 7 | 134.4 | 0.8
MI | hard coal | Winter | 0.52673 | 0.48876 | 0.46928 | 0.46404 | 0.48346 | 0.54852 | 0.58492 | 0.58755 | 0.59887 | 0.61642 | 0.63092 | 0.63936 | 0.64106 | 0.63001 | 0.62367 | 0.63738 | 0.66317 | 0.67304 | 0.67563 | 0.67489 | 0.67445 | 0.67214 | 0.65195 | 0.59244 | 14.4487 | 105 | 1517.1114 | 0.67563
MI | hard coal | Spring | 0.48094 | 0.44357 | 0.42804 | 0.42524 | 0.44392 | 0.49391 | 0.52532 | 0.52724 | 0.53157 | 0.54819 | 0.5723 | 0.58119 | 0.58093 | 0.57199 | 0.57246 | 0.59087 | 0.62923 | 0.65503 | 0.65937 | 0.65866 | 0.65839 | 0.65389 | 0.63057 | 0.54378 | 13.4066 | 74 | 992.0883 | 0.65937
MI | hard coal | Summer | 0.35858 | 0.33535 | 0.32344 | 0.31863 | 0.32953 | 0.38064 | 0.42956 | 0.43657 | 0.45259 | 0.47937 | 0.51667 | 0.53938 | 0.55564 | 0.55482 | 0.55207 | 0.56776 | 0.61804 | 0.65824 | 0.66528 | 0.6678 | 0.66774 | 0.6553 | 0.57927 | 0.44302 | 12.0853 | 109 | 1317.2968 | 0.6678
MI | hard coal | Fall | 0.35093 | 0.32424 | 0.31397 | 0.3099 | 0.32375 | 0.38685 | 0.44608 | 0.43474 | 0.44605 | 0.48877 | 0.51701 | 0.53242 | 0.53414 | 0.52786 | 0.53219 | 0.55606 | 0.60476 | 0.64523 | 0.65908 | 0.65814 | 0.6579 | 0.64838 | 0.58019 | 0.45474 | 11.9334 | 60 | 716.0034 | 0.65908
MI | hard coal | Summer Peak | 0.63484 | 0.60803 | 0.56318 | 0.53939 | 0.53939 | 0.55486 | 0.53827 | 0.56754 | 0.62413 | 0.65261 | 0.67377 | 0.68676 | 0.68749 | 0.68899 | 0.68928 | 0.68928 | 0.6882 | 0.68892 | 0.6915 | 0.68934 | 0.68892 | 0.68892 | 0.68737 | 0.67118 | 15.4322 | 10 | 154.3218 | 0.6915
MI | hard coal | Winter Peak | 0.59981 | 0.55172 | 0.53327 | 0.54009 | 0.57442 | 0.61183 | 0.65255 | 0.67012 | 0.66867 | 0.66443 | 0.66803 | 0.66826 | 0.66762 | 0.66387 | 0.65978 | 0.66826 | 0.67312 | 0.67436 | 0.67518 | 0.67436 | 0.67436 | 0.67326 | 0.67285 | 0.65381 | 15.434 | 7 | 108.0383 | 0.67518
MI | heavy or residual fuel oil | Winter | 0 | 0 | 0 | 0 | 0 | 0 | 0.0020418 | 0.0020418 | 0 | 0 | 0 | 0 | 0 | 0 | 0 | 0 | 0 | 0.019465 | 0.03069 | 0.024366 | 0.0057171 | 0 | 0 | 0 | 0.084322 | 105 | 8.8538 | 0.03069
MI | heavy or residual fuel oil | Spring | 0.0032329 | 0.0032329 | 0.0032329 | 0.0032329 | 0.0032329 | 0.0032329 | 0.0032329 | 0.0032329 | 0.0032329 | 0.0032329 | 0.0032329 | 0.0032329 | 0.0032329 | 0.0032329 | 0.0032329 | 0.0032329 | 0.0034881 | 0.012846 | 0.039006 | 0.035135 | 0.015824 | 0.0036582 | 0.0032329 | 0.0032329 | 0.16815 | 74 | 12.443 | 0.039006
MI | heavy or residual fuel oil | Summer | 0.12586 | 0.12586 | 0.12586 | 0.12586 | 0.12586 | 0.12586 | 0.12586 | 0.12586 | 0.12586 | 0.12694 | 0.13881 | 0.16366 | 0.19524 | 0.21664 | 0.23911 | 0.25664 | 0.27187 | 0.29702 | 0.31967 | 0.30055 | 0.25097 | 0.20108 | 0.14555 | 0.12848 | 4.385 | 109 | 477.9638 | 0.31967
MI | heavy or residual fuel oil | Fall | 0.024251 | 0.024251 | 0.024251 | 0.024251 | 0.024251 | 0.024251 | 0.024251 | 0.024251 | 0.024251 | 0.024251 | 0.024507 | 0.026409 | 0.03041 | 0.033401 | 0.036147 | 0.04114 | 0.049647 | 0.065749 | 0.068122 | 0.063252 | 0.048003 | 0.029896 | 0.021556 | 0.021556 | 0.8023 | 60 | 48.1381 | 0.068122
MI | heavy or residual fuel oil | Summer Peak | 0.16437 | 0.16437 | 0.16437 | 0.16437 | 0.16437 | 0.16437 | 0.16437 | 0.16437 | 0.16437 | 0.16437 | 0.16437 | 0.16437 | 0.27394 | 0.28942 | 0.42081 | 0.42081 | 0.42081 | 0.42081 | 0.42081 | 0.42081 | 0.42081 | 0.31259 | 0.16437 | 0.16437 | 6.1228 | 10 | 61.2276 | 0.42081
MI | heavy or residual fuel oil | Winter Peak | 0 | 0 | 0 | 0 | 0 | 0 | 0 | 0 | 0 | 0 | 0 | 0 | 0 | 0 | 0 | 0 | 0 | 0 | 0 | 0 | 0 | 0 | 0 | 0 | 0 | 7 | 0 | 0
MI | hydro | Winter | 0.47715 | 0.47425 | 0.47425 | 0.47424 | 0.47462 | 0.47817 | 0.48828 | 0.49972 | 0.49618 | 0.4829 | 0.48814 | 0.50029 | 0.50106 | 0.49775 | 0.49597 | 0.50469 | 0.52487 | 0.55264 | 0.56572 | 0.55602 | 0.54172 | 0.51864 | 0.49085 | 0.47657 | 12.0347 | 105 | 1263.6415 | 0.56572
MI | hydro | Spring | 0.54555 | 0.54419 | 0.54419 | 0.54443 | 0.54579 | 0.55135 | 0.5644 | 0.57036 | 0.56071 | 0.55764 | 0.56228 | 0.57072 | 0.57304 | 0.57226 | 0.57389 | 0.57902 | 0.59753 | 0.61534 | 0.63148 | 0.61948 | 0.60989 | 0.59615 | 0.57989 | 0.55555 | 13.7651 | 74 | 1018.6183 | 0.63148
MI | hydro | Summer | 0.56587 | 0.56471 | 0.56455 | 0.56455 | 0.56501 | 0.57146 | 0.58143 | 0.58518 | 0.57834 | 0.57502 | 0.58282 | 0.58878 | 0.59066 | 0.59372 | 0.60017 | 0.604 | 0.62899 | 0.64605 | 0.65424 | 0.65225 | 0.64069 | 0.62323 | 0.59674 | 0.57336 | 14.2918 | 109 | 1557.8074 | 0.65424
MI | hydro | Fall | 0.52173 | 0.52106 | 0.52106 | 0.52106 | 0.52165 | 0.52868 | 0.52933 | 0.53062 | 0.53486 | 0.53365 | 0.53559 | 0.5439 | 0.54914 | 0.54957 | 0.54894 | 0.55345 | 0.57844 | 0.59967 | 0.61894 | 0.61045 | 0.59531 | 0.57097 | 0.5489 | 0.52897 | 13.1959 | 60 | 791.7557 | 0.61894
MI | hydro | Summer Peak | 0.39257 | 0.39257 | 0.39257 | 0.39257 | 0.39257 | 0.39257 | 0.39257 | 0.39257 | 0.39257 | 0.39257 | 0.39481 | 0.39706 | 0.43368 | 0.43303 | 0.43398 | 0.45104 | 0.45895 | 0.47199 | 0.50637 | 0.47791 | 0.47169 | 0.42293 | 0.39257 | 0.39257 | 10.0643 | 10 | 100.6426 | 0.50637
MI | hydro | Winter Peak | 0.50313 | 0.50313 | 0.50313 | 0.50313 | 0.50313 | 0.51985 | 0.57 | 0.57 | 0.55026 | 0.52287 | 0.51997 | 0.51985 | 0.51985 | 0.51682 | 0.50313 | 0.50615 | 0.55507 | 0.62016 | 0.62016 | 0.62016 | 0.62016 | 0.56328 | 0.53354 | 0.50313 | 12.9701 | 7 | 90.7904 | 0.62016
MI | hydrogen combined cycle | Winter | 0.453 | 0.45114 | 0.45023 | 0.4504 | 0.45388 | 0.46651 | 0.48384 | 0.48637 | 0.47749 | 0.47312 | 0.47516 | 0.47314 | 0.47066 | 0.46488 | 0.46184 | 0.46672 | 0.49326 | 0.51233 | 0.52007 | 0.51398 | 0.51032 | 0.50325 | 0.48621 | 0.4659 | 11.4637 | 105 | 1203.6872 | 0.52007
MI | hydrogen combined cycle | Spring | 0.45843 | 0.44599 | 0.44035 | 0.44102 | 0.45784 | 0.47136 | 0.46589 | 0.46263 | 0.46734 | 0.47675 | 0.48306 | 0.48447 | 0.48717 | 0.4879 | 0.4895 | 0.49312 | 0.50398 | 0.52385 | 0.53405 | 0.53199 | 0.52815 | 0.5223 | 0.49444 | 0.48116 | 11.6327 | 74 | 860.8206 | 0.53405
MI | hydrogen combined cycle | Summer | 0.63014 | 0.62397 | 0.61699 | 0.61477 | 0.61568 | 0.61507 | 0.59929 | 0.61239 | 0.63217 | 0.64865 | 0.66843 | 0.69479 | 0.71536 | 0.72438 | 0.7335 | 0.73741 | 0.7444 | 0.75453 | 0.76213 | 0.74955 | 0.74151 | 0.72744 | 0.68067 | 0.6494 | 16.2926 | 109 | 1775.8975 | 0.76213
MI | hydrogen combined cycle | Fall | 0.50147 | 0.49493 | 0.4929 | 0.4943 | 0.50018 | 0.52107 | 0.52479 | 0.52144 | 0.52502 | 0.53056 | 0.5356 | 0.53931 | 0.54336 | 0.5487 | 0.55276 | 0.55844 | 0.56943 | 0.57861 | 0.57633 | 0.57354 | 0.57054 | 0.55069 | 0.53892 | 0.52332 | 12.8662 | 60 | 771.9718 | 0.57861
MI | hydrogen combined cycle | Summer Peak | 0.6545 | 0.6545 | 0.6545 | 0.6545 | 0.6545 | 0.6545 | 0.6545 | 0.6545 | 0.6545 | 0.68696 | 0.728 | 0.728 | 0.77828 | 0.82248 | 0.84563 | 0.84563 | 0.84563 | 0.84563 | 0.84563 | 0.84563 | 0.84563 | 0.84563 | 0.728 | 0.69494 | 17.8222 | 10 | 178.2221 | 0.84563
MI | hydrogen combined cycle | Winter Peak | 0.42831 | 0.42831 | 0.44318 | 0.46933 | 0.49584 | 0.49584 | 0.53687 | 0.53687 | 0.53687 | 0.53687 | 0.53687 | 0.53687 | 0.46933 | 0.46933 | 0.46933 | 0.46933 | 0.53687 | 0.53687 | 0.53687 | 0.53687 | 0.53687 | 0.49584 | 0.46338 | 0.46338 | 11.9663 | 7 | 83.7638 | 0.53687
MI | hydrogen ct | Winter | 0.26456 | 0.26456 | 0.26456 | 0.26456 | 0.26456 | 0.26456 | 0.26456 | 0.26456 | 0.26456 | 0.26548 | 0.28606 | 0.33564 | 0.38996 | 0.45247 | 0.50092 | 0.54781 | 0.62055 | 0.74456 | 0.81455 | 0.71128 | 0.53317 | 0.41346 | 0.31439 | 0.29016 | 9.6015 | 105 | 1008.1536 | 0.81455
MI | hydrogen ct | Spring | 0.17482 | 0.17482 | 0.17482 | 0.17482 | 0.17482 | 0.17482 | 0.18439 | 0.18439 | 0.17482 | 0.17482 | 0.18901 | 0.22859 | 0.25995 | 0.26981 | 0.2936 | 0.29796 | 0.33243 | 0.41355 | 0.52159 | 0.46218 | 0.32256 | 0.20973 | 0.16079 | 0.13989 | 5.8689 | 74 | 434.2999 | 0.52159
MI | hydrogen ct | Summer | 0.088537 | 0.088537 | 0.088537 | 0.088537 | 0.088537 | 0.088537 | 0.088537 | 0.088537 | 0.088537 | 0.088537 | 0.092106 | 0.097641 | 0.11698 | 0.13371 | 0.15545 | 0.17564 | 0.22842 | 0.33417 | 0.43594 | 0.38198 | 0.22858 | 0.16004 | 0.1297 | 0.12277 | 3.6785 | 109 | 400.9553 | 0.43594
MI | hydrogen ct | Fall | 0.12551 | 0.12551 | 0.12551 | 0.12551 | 0.12551 | 0.12551 | 0.12551 | 0.12551 | 0.12551 | 0.12551 | 0.13004 | 0.13989 | 0.17112 | 0.17898 | 0.20433 | 0.22368 | 0.24993 | 0.36267 | 0.40641 | 0.34705 | 0.15991 | 0.07287 | 0.026233 | 0.026233 | 3.9545 | 60 | 237.268 | 0.40641
MI | hydrogen ct | Summer Peak | 0.91588 | 0.91588 | 0.91588 | 0.91588 | 0.91588 | 0.91588 | 0.91588 | 0.91588 | 0.91588 | 0.9256 | 1 | 1 | 1 | 1 | 1 | 1 | 1 | 1 | 1 | 1 | 1 | 1 | 1 | 1 | 23.1686 | 10 | 231.6857 | 1
MI | hydrogen ct | Winter Peak | 9.9743e-09 | 9.9743e-09 | 9.9743e-09 | 9.9743e-09 | 9.9743e-09 | 9.9743e-09 | 0.00065431 | 0.00065431 | 9.9743e-09 | 9.9743e-09 | 9.9743e-09 | 9.9743e-09 | 9.9743e-09 | 9.9743e-09 | 9.9743e-09 | 9.9743e-09 | 9.9743e-09 | 9.9743e-09 | 0.061329 | 0.061329 | 9.9743e-09 | 9.9743e-09 | 9.9743e-09 | 9.9743e-09 | 0.12397 | 7 | 0.86776 | 0.061329
MI | lignite ccs | Winter | 0.8 | 0.8 | 0.8 | 0.8 | 0.8 | 0.8 | 0.8 | 0.8 | 0.8 | 0.8 | 0.8 | 0.8 | 0.8 | 0.8 | 0.8 | 0.8 | 0.8 | 0.8 | 0.8 | 0.8 | 0.8 | 0.8 | 0.8 | 0.8 | 19.2 | 105 | 2016 | 0.8
MI | lignite ccs | Spring | 0.8 | 0.8 | 0.8 | 0.8 | 0.8 | 0.8 | 0.8 | 0.8 | 0.8 | 0.8 | 0.8 | 0.8 | 0.8 | 0.8 | 0.8 | 0.8 | 0.8 | 0.8 | 0.8 | 0.8 | 0.8 | 0.8 | 0.8 | 0.8 | 19.2 | 74 | 1420.8 | 0.8
MI | lignite ccs | Summer | 0.8 | 0.8 | 0.8 | 0.8 | 0.8 | 0.8 | 0.8 | 0.8 | 0.8 | 0.8 | 0.8 | 0.8 | 0.8 | 0.8 | 0.8 | 0.8 | 0.8 | 0.8 | 0.8 | 0.8 | 0.8 | 0.8 | 0.8 | 0.8 | 19.2 | 109 | 2092.8 | 0.8
MI | lignite ccs | Fall | 0.8 | 0.8 | 0.8 | 0.8 | 0.8 | 0.8 | 0.8 | 0.8 | 0.8 | 0.8 | 0.8 | 0.8 | 0.8 | 0.8 | 0.8 | 0.8 | 0.8 | 0.8 | 0.8 | 0.8 | 0.8 | 0.8 | 0.8 | 0.8 | 19.2 | 60 | 1152 | 0.8
MI | lignite ccs | Summer Peak | 0.8 | 0.8 | 0.8 | 0.8 | 0.8 | 0.8 | 0.8 | 0.8 | 0.8 | 0.8 | 0.8 | 0.8 | 0.8 | 0.8 | 0.8 | 0.8 | 0.8 | 0.8 | 0.8 | 0.8 | 0.8 | 0.8 | 0.8 | 0.8 | 19.2 | 10 | 192 | 0.8
MI | lignite ccs | Winter Peak | 0.8 | 0.8 | 0.8 | 0.8 | 0.8 | 0.8 | 0.8 | 0.8 | 0.8 | 0.8 | 0.8 | 0.8 | 0.8 | 0.8 | 0.8 | 0.8 | 0.8 | 0.8 | 0.8 | 0.8 | 0.8 | 0.8 | 0.8 | 0.8 | 19.2 | 7 | 134.4 | 0.8
MI | lignite | Winter | 0.638 | 0.638 | 0.638 | 0.638 | 0.638 | 0.638 | 0.638 | 0.638 | 0.638 | 0.638 | 0.638 | 0.638 | 0.638 | 0.638 | 0.638 | 0.638 | 0.638 | 0.638 | 0.638 | 0.638 | 0.638 | 0.638 | 0.638 | 0.638 | 15.312 | 105 | 1607.76 | 0.638
MI | lignite | Spring | 0.638 | 0.638 | 0.638 | 0.638 | 0.638 | 0.638 | 0.638 | 0.638 | 0.638 | 0.638 | 0.638 | 0.638 | 0.638 | 0.638 | 0.638 | 0.638 | 0.638 | 0.638 | 0.638 | 0.638 | 0.638 | 0.638 | 0.638 | 0.638 | 15.312 | 74 | 1133.088 | 0.638
MI | lignite | Summer | 0.638 | 0.638 | 0.638 | 0.638 | 0.638 | 0.638 | 0.638 | 0.638 | 0.638 | 0.638 | 0.638 | 0.638 | 0.638 | 0.638 | 0.638 | 0.638 | 0.638 | 0.638 | 0.638 | 0.638 | 0.638 | 0.638 | 0.638 | 0.638 | 15.312 | 109 | 1669.008 | 0.638
MI | lignite | Fall | 0.638 | 0.638 | 0.638 | 0.638 | 0.638 | 0.638 | 0.638 | 0.638 | 0.638 | 0.638 | 0.638 | 0.638 | 0.638 | 0.638 | 0.638 | 0.638 | 0.638 | 0.638 | 0.638 | 0.638 | 0.638 | 0.638 | 0.638 | 0.638 | 15.312 | 60 | 918.72 | 0.638
MI | lignite | Summer Peak | 0.638 | 0.638 | 0.638 | 0.638 | 0.638 | 0.638 | 0.638 | 0.638 | 0.638 | 0.638 | 0.638 | 0.638 | 0.638 | 0.638 | 0.638 | 0.638 | 0.638 | 0.638 | 0.638 | 0.638 | 0.638 | 0.638 | 0.638 | 0.638 | 15.312 | 10 | 153.12 | 0.638
MI | lignite | Winter Peak | 0.638 | 0.638 | 0.638 | 0.638 | 0.638 | 0.638 | 0.638 | 0.638 | 0.638 | 0.638 | 0.638 | 0.638 | 0.638 | 0.638 | 0.638 | 0.638 | 0.638 | 0.638 | 0.638 | 0.638 | 0.638 | 0.638 | 0.638 | 0.638 | 15.312 | 7 | 107.184 | 0.638
MI | municipal solid waste | Winter | 0.73421 | 0.73421 | 0.73421 | 0.73421 | 0.73421 | 0.73421 | 0.73421 | 0.73421 | 0.73421 | 0.73421 | 0.73421 | 0.73421 | 0.73421 | 0.73421 | 0.73421 | 0.73421 | 0.73421 | 0.73421 | 0.73421 | 0.73421 | 0.73421 | 0.73421 | 0.73421 | 0.73421 | 17.6211 | 105 | 1850.2125 | 0.73421
MI | municipal solid waste | Spring | 0.73421 | 0.73421 | 0.73418 | 0.73415 | 0.73415 | 0.73415 | 0.73415 | 0.73415 | 0.73415 | 0.73418 | 0.73421 | 0.73421 | 0.73421 | 0.73421 | 0.73421 | 0.73421 | 0.73421 | 0.73421 | 0.73421 | 0.73421 | 0.73421 | 0.73421 | 0.73421 | 0.73421 | 17.6206 | 74 | 1303.9275 | 0.73421
MI | municipal solid waste | Summer | 0.73415 | 0.73415 | 0.73415 | 0.73415 | 0.73415 | 0.73415 | 0.73415 | 0.73415 | 0.73418 | 0.73421 | 0.73421 | 0.73421 | 0.73421 | 0.73421 | 0.73421 | 0.73421 | 0.73421 | 0.73421 | 0.73421 | 0.73421 | 0.73421 | 0.73421 | 0.73421 | 0.73415 | 17.6205 | 109 | 1920.6295 | 0.73421
MI | municipal solid waste | Fall | 0.73421 | 0.73421 | 0.73421 | 0.73421 | 0.73421 | 0.73421 | 0.73421 | 0.73421 | 0.73421 | 0.73421 | 0.73421 | 0.73421 | 0.73421 | 0.73421 | 0.73421 | 0.73421 | 0.73421 | 0.73421 | 0.73421 | 0.73421 | 0.73421 | 0.73421 | 0.73421 | 0.73421 | 17.6211 | 60 | 1057.2643 | 0.73421
MI | municipal solid waste | Summer Peak | 0.73421 | 0.73421 | 0.73421 | 0.73421 | 0.73421 | 0.73421 | 0.73421 | 0.73421 | 0.73421 | 0.73421 | 0.73421 | 0.73421 | 0.73421 | 0.73421 | 0.73421 | 0.73421 | 0.73421 | 0.73421 | 0.73421 | 0.73421 | 0.73421 | 0.73421 | 0.73421 | 0.73421 | 17.6211 | 10 | 176.2107 | 0.73421
MI | municipal solid waste | Winter Peak | 0.73421 | 0.73421 | 0.73421 | 0.73421 | 0.73421 | 0.73421 | 0.73421 | 0.73421 | 0.73421 | 0.73421 | 0.73421 | 0.73421 | 0.73421 | 0.73421 | 0.73421 | 0.73421 | 0.73421 | 0.73421 | 0.73421 | 0.73421 | 0.73421 | 0.73421 | 0.73421 | 0.73421 | 17.6211 | 7 | 123.3475 | 0.73421
MI | natural gas peaker | Winter | 0.26456 | 0.26456 | 0.26456 | 0.26456 | 0.26456 | 0.26456 | 0.26456 | 0.26456 | 0.26456 | 0.26548 | 0.28606 | 0.33564 | 0.38996 | 0.45247 | 0.50092 | 0.54781 | 0.62055 | 0.74456 | 0.81455 | 0.71128 | 0.53317 | 0.41346 | 0.31439 | 0.29016 | 9.6015 | 105 | 1008.1536 | 0.81455
MI | natural gas peaker | Spring | 0.17482 | 0.17482 | 0.17482 | 0.17482 | 0.17482 | 0.17482 | 0.18439 | 0.18439 | 0.17482 | 0.17482 | 0.18901 | 0.22859 | 0.25995 | 0.26981 | 0.2936 | 0.29796 | 0.33243 | 0.41355 | 0.52159 | 0.46218 | 0.32256 | 0.20973 | 0.16079 | 0.13989 | 5.8689 | 74 | 434.2999 | 0.52159
MI | natural gas peaker | Summer | 0.088537 | 0.088537 | 0.088537 | 0.088537 | 0.088537 | 0.088537 | 0.088537 | 0.088537 | 0.088537 | 0.088537 | 0.092106 | 0.097641 | 0.11698 | 0.13371 | 0.15545 | 0.17564 | 0.22842 | 0.33417 | 0.43594 | 0.38198 | 0.22858 | 0.16004 | 0.1297 | 0.12277 | 3.6785 | 109 | 400.9553 | 0.43594
MI | natural gas peaker | Fall | 0.12551 | 0.12551 | 0.12551 | 0.12551 | 0.12551 | 0.12551 | 0.12551 | 0.12551 | 0.12551 | 0.12551 | 0.13004 | 0.13989 | 0.17112 | 0.17898 | 0.20433 | 0.22368 | 0.24993 | 0.36267 | 0.40641 | 0.34705 | 0.15991 | 0.07287 | 0.026233 | 0.026233 | 3.9545 | 60 | 237.268 | 0.40641
MI | natural gas peaker | Summer Peak | 0.91588 | 0.91588 | 0.91588 | 0.91588 | 0.91588 | 0.91588 | 0.91588 | 0.91588 | 0.91588 | 0.9256 | 1 | 1 | 1 | 1 | 1 | 1 | 1 | 1 | 1 | 1 | 1 | 1 | 1 | 1 | 23.1686 | 10 | 231.6857 | 1
MI | natural gas peaker | Winter Peak | 9.9743e-09 | 9.9743e-09 | 9.9743e-09 | 9.9743e-09 | 9.9743e-09 | 9.9743e-09 | 0.00065431 | 0.00065431 | 9.9743e-09 | 9.9743e-09 | 9.9743e-09 | 9.9743e-09 | 9.9743e-09 | 9.9743e-09 | 9.9743e-09 | 9.9743e-09 | 9.9743e-09 | 9.9743e-09 | 0.061329 | 0.061329 | 9.9743e-09 | 9.9743e-09 | 9.9743e-09 | 9.9743e-09 | 0.12397 | 7 | 0.86776 | 0.061329
MI | nuclear | Winter | 0.75161 | 0.75161 | 0.75161 | 0.75161 | 0.75161 | 0.75161 | 0.75161 | 0.75161 | 0.75161 | 0.75161 | 0.75161 | 0.75161 | 0.75161 | 0.75161 | 0.75161 | 0.75161 | 0.75161 | 0.75161 | 0.75161 | 0.75161 | 0.75161 | 0.75161 | 0.75161 | 0.75161 | 18.0387 | 105 | 1894.0599 | 0.75161
MI | nuclear | Spring | 0.75161 | 0.75161 | 0.75161 | 0.75161 | 0.75161 | 0.75161 | 0.75161 | 0.75161 | 0.75161 | 0.75161 | 0.75161 | 0.75161 | 0.75161 | 0.75161 | 0.75161 | 0.75161 | 0.75161 | 0.75161 | 0.75161 | 0.75161 | 0.75161 | 0.75161 | 0.75161 | 0.75161 | 18.0387 | 74 | 1334.8613 | 0.75161
MI | nuclear | Summer | 0.75161 | 0.75161 | 0.75161 | 0.75161 | 0.75161 | 0.75161 | 0.75072 | 0.75161 | 0.75161 | 0.75161 | 0.75161 | 0.75161 | 0.75161 | 0.75161 | 0.75161 | 0.75161 | 0.75161 | 0.75161 | 0.75161 | 0.75161 | 0.75161 | 0.75161 | 0.75161 | 0.75161 | 18.0378 | 109 | 1966.1176 | 0.75161
MI | nuclear | Fall | 0.75161 | 0.75161 | 0.75161 | 0.75161 | 0.75161 | 0.75161 | 0.75161 | 0.75161 | 0.75161 | 0.75161 | 0.75161 | 0.75161 | 0.75161 | 0.75161 | 0.75161 | 0.75161 | 0.75161 | 0.75161 | 0.75161 | 0.75161 | 0.75161 | 0.75161 | 0.75161 | 0.75161 | 18.0387 | 60 | 1082.3199 | 0.75161
MI | nuclear | Summer Peak | 0.75161 | 0.75161 | 0.75161 | 0.75161 | 0.75161 | 0.75161 | 0.75161 | 0.75161 | 0.75161 | 0.75161 | 0.75161 | 0.75161 | 0.75161 | 0.75161 | 0.75161 | 0.75161 | 0.75161 | 0.75161 | 0.75161 | 0.75161 | 0.75161 | 0.75161 | 0.75161 | 0.75161 | 18.0387 | 10 | 180.3867 | 0.75161
MI | nuclear | Winter Peak | 0.75161 | 0.75161 | 0.75161 | 0.75161 | 0.75161 | 0.75161 | 0.75161 | 0.75161 | 0.75161 | 0.75161 | 0.75161 | 0.75161 | 0.75161 | 0.75161 | 0.75161 | 0.75161 | 0.75161 | 0.75161 | 0.75161 | 0.75161 | 0.75161 | 0.75161 | 0.75161 | 0.75161 | 18.0387 | 7 | 126.2707 | 0.75161
MI | offshore wind | Winter | 0.46319 | 0.45598 | 0.45188 | 0.44944 | 0.45019 | 0.453 | 0.46046 | 0.46547 | 0.46729 | 0.45292 | 0.43321 | 0.41602 | 0.40526 | 0.40422 | 0.40704 | 0.41627 | 0.43694 | 0.46017 | 0.46965 | 0.47644 | 0.47727 | 0.47706 | 0.47445 | 0.46443 | 10.7882 | 105 | 1132.7652 | 0.47727
MI | offshore wind | Spring | 0.44472 | 0.43504 | 0.43018 | 0.42314 | 0.4119 | 0.39669 | 0.38665 | 0.37127 | 0.3456 | 0.32681 | 0.31325 | 0.30347 | 0.30782 | 0.31905 | 0.3249 | 0.33608 | 0.35787 | 0.38535 | 0.40885 | 0.43556 | 0.4543 | 0.45487 | 0.45932 | 0.45564 | 9.2883 | 74 | 687.3344 | 0.45932
MI | offshore wind | Summer | 0.28079 | 0.27953 | 0.28391 | 0.28221 | 0.2757 | 0.26311 | 0.24466 | 0.22206 | 0.20246 | 0.18484 | 0.17805 | 0.17898 | 0.16918 | 0.16793 | 0.17521 | 0.18927 | 0.21034 | 0.22386 | 0.23706 | 0.26076 | 0.25764 | 0.25413 | 0.25736 | 0.26716 | 5.5462 | 109 | 604.5354 | 0.28391
MI | offshore wind | Fall | 0.39945 | 0.40031 | 0.39867 | 0.39313 | 0.39477 | 0.39571 | 0.40203 | 0.40656 | 0.40312 | 0.39165 | 0.37299 | 0.36042 | 0.35176 | 0.34653 | 0.3498 | 0.3612 | 0.374 | 0.39329 | 0.40898 | 0.43052 | 0.45652 | 0.45589 | 0.44863 | 0.43021 | 9.5262 | 60 | 571.5691 | 0.45652
MI | offshore wind | Summer Peak | 0.42762 | 0.49524 | 0.50667 | 0.44381 | 0.40286 | 0.4219 | 0.42476 | 0.43143 | 0.41048 | 0.36476 | 0.35143 | 0.32952 | 0.3581 | 0.34 | 0.31524 | 0.3019 | 0.31333 | 0.32 | 0.32667 | 0.34381 | 0.35143 | 0.40095 | 0.4419 | 0.42476 | 9.2486 | 10 | 92.4857 | 0.50667
MI | offshore wind | Winter Peak | 0.50571 | 0.5819 | 0.63714 | 0.66 | 0.65524 | 0.6619 | 0.67714 | 0.69619 | 0.68476 | 0.64286 | 0.60857 | 0.58 | 0.55905 | 0.55238 | 0.55143 | 0.54286 | 0.54667 | 0.5581 | 0.57048 | 0.58286 | 0.54762 | 0.50952 | 0.46571 | 0.41143 | 13.9895 | 7 | 97.9267 | 0.69619
MI | onshore wind | Winter | 0.25656 | 0.25209 | 0.24457 | 0.24027 | 0.23918 | 0.2324 | 0.21468 | 0.19522 | 0.17758 | 0.15159 | 0.13436 | 0.13417 | 0.13825 | 0.14763 | 0.15576 | 0.16385 | 0.18671 | 0.21892 | 0.24775 | 0.27134 | 0.28178 | 0.28286 | 0.27966 | 0.27397 | 5.1211 | 105 | 537.7207 | 0.28286
MI | onshore wind | Spring | 0.28686 | 0.28334 | 0.28141 | 0.27766 | 0.27651 | 0.28113 | 0.26343 | 0.23739 | 0.22618 | 0.21363 | 0.20927 | 0.21658 | 0.22205 | 0.23008 | 0.23723 | 0.2462 | 0.26435 | 0.27858 | 0.29442 | 0.32295 | 0.33111 | 0.32983 | 0.32025 | 0.31452 | 6.445 | 74 | 476.9268 | 0.33111
MI | onshore wind | Summer | 0.47622 | 0.46642 | 0.46098 | 0.45889 | 0.46003 | 0.45078 | 0.39855 | 0.33701 | 0.29882 | 0.28762 | 0.29284 | 0.30208 | 0.31498 | 0.32415 | 0.33256 | 0.33697 | 0.34158 | 0.35171 | 0.37319 | 0.41563 | 0.43714 | 0.44225 | 0.4413 | 0.43757 | 9.2392 | 109 | 1007.0768 | 0.47622
MI | onshore wind | Fall | 0.4534 | 0.45082 | 0.44327 | 0.43564 | 0.43269 | 0.43409 | 0.3939 | 0.34587 | 0.31629 | 0.31472 | 0.32365 | 0.33032 | 0.34546 | 0.3592 | 0.36456 | 0.36866 | 0.36677 | 0.3699 | 0.38891 | 0.43363 | 0.45202 | 0.45291 | 0.44799 | 0.44086 | 9.4655 | 60 | 567.9324 | 0.4534
MI | onshore wind | Summer Peak | 0.13563 | 0.096223 | 0.085569 | 0.083319 | 0.077895 | 0.077405 | 0.047779 | 0.021517 | 0.021497 | 0.025464 | 0.036093 | 0.044141 | 0.058618 | 0.075408 | 0.085284 | 0.098455 | 0.11538 | 0.11958 | 0.13561 | 0.22338 | 0.28379 | 0.32782 | 0.32701 | 0.31982 | 2.9227 | 10 | 29.2268 | 0.32782
MI | onshore wind | Winter Peak | 0.16728 | 0.14329 | 0.14556 | 0.14778 | 0.14823 | 0.14316 | 0.13695 | 0.12981 | 0.10578 | 0.086139 | 0.066593 | 0.063617 | 0.065111 | 0.070742 | 0.07782 | 0.087517 | 0.12418 | 0.1773 | 0.21255 | 0.24248 | 0.26284 | 0.28396 | 0.29366 | 0.29769 | 3.6801 | 7 | 25.7604 | 0.29769
MI | petroleum | Winter | 0.26456 | 0.26456 | 0.26456 | 0.26456 | 0.26456 | 0.26456 | 0.26456 | 0.26456 | 0.26456 | 0.26548 | 0.28606 | 0.33564 | 0.38996 | 0.45247 | 0.50092 | 0.54781 | 0.62055 | 0.74456 | 0.81455 | 0.71128 | 0.53317 | 0.41346 | 0.31439 | 0.29016 | 9.6015 | 105 | 1008.1536 | 0.81455
MI | petroleum | Spring | 0.17482 | 0.17482 | 0.17482 | 0.17482 | 0.17482 | 0.17482 | 0.18439 | 0.18439 | 0.17482 | 0.17482 | 0.18901 | 0.22859 | 0.25995 | 0.26981 | 0.2936 | 0.29796 | 0.33243 | 0.41355 | 0.52159 | 0.46218 | 0.32256 | 0.20973 | 0.16079 | 0.13989 | 5.8689 | 74 | 434.2999 | 0.52159
MI | petroleum | Summer | 0.088537 | 0.088537 | 0.088537 | 0.088537 | 0.088537 | 0.088537 | 0.088537 | 0.088537 | 0.088537 | 0.088537 | 0.092106 | 0.097641 | 0.11698 | 0.13371 | 0.15545 | 0.17564 | 0.22842 | 0.33417 | 0.43594 | 0.38198 | 0.22858 | 0.16004 | 0.1297 | 0.12277 | 3.6785 | 109 | 400.9553 | 0.43594
MI | petroleum | Fall | 0.12551 | 0.12551 | 0.12551 | 0.12551 | 0.12551 | 0.12551 | 0.12551 | 0.12551 | 0.12551 | 0.12551 | 0.13004 | 0.13989 | 0.17112 | 0.17898 | 0.20433 | 0.22368 | 0.24993 | 0.36267 | 0.40641 | 0.34705 | 0.15991 | 0.07287 | 0.026233 | 0.026233 | 3.9545 | 60 | 237.268 | 0.40641
MI | petroleum | Summer Peak | 0.91588 | 0.91588 | 0.91588 | 0.91588 | 0.91588 | 0.91588 | 0.91588 | 0.91588 | 0.91588 | 0.9256 | 1 | 1 | 1 | 1 | 1 | 1 | 1 | 1 | 1 | 1 | 1 | 1 | 1 | 1 | 23.1686 | 10 | 231.6857 | 1
MI | petroleum | Winter Peak | 9.9743e-09 | 9.9743e-09 | 9.9743e-09 | 9.9743e-09 | 9.9743e-09 | 9.9743e-09 | 0.00065431 | 0.00065431 | 9.9743e-09 | 9.9743e-09 | 9.9743e-09 | 9.9743e-09 | 9.9743e-09 | 9.9743e-09 | 9.9743e-09 | 9.9743e-09 | 9.9743e-09 | 9.9743e-09 | 0.061329 | 0.061329 | 9.9743e-09 | 9.9743e-09 | 9.9743e-09 | 9.9743e-09 | 0.12397 | 7 | 0.86776 | 0.061329
MI | pumped hydro | Winter | 0 | 0 | 0 | 0 | 0 | 0.0078628 | 0.046288 | 0.013788 | 0 | 0 | 0 | 0.015807 | 0.060734 | 0.087513 | 0.10978 | 0.14378 | 0.20383 | 0.26179 | 0.3961 | 0.29139 | 0.20267 | 0.067478 | 0.003677 | 0 | 1.9125 | 105 | 200.8108 | 0.3961
MI | pumped hydro | Spring | 0 | 0 | 0 | 0 | 0 | 0 | 0.032452 | 0.0063698 | 0 | 0 | 0 | 0.013396 | 0.034079 | 0.063493 | 0.083054 | 0.10187 | 0.125 | 0.18967 | 0.33154 | 0.18578 | 0.13445 | 0.044266 | 0.00271 | 0 | 1.3481 | 74 | 99.7623 | 0.33154
MI | pumped hydro | Summer | 0 | 0 | 0 | 0 | 0 | 0.0071523 | 0.014313 | 0 | 0 | 0 | 0 | 0.005567 | 0.0072089 | 0.013088 | 0.027361 | 0.059524 | 0.095531 | 0.20663 | 0.32322 | 0.20591 | 0.10967 | 0.028397 | 0 | 0 | 1.1036 | 109 | 120.2888 | 0.32322
MI | pumped hydro | Fall | 0 | 0 | 0 | 0 | 0 | 0 | 0 | 0 | 0 | 0 | 0 | 0 | 0.028384 | 0.06576 | 0.073662 | 0.10029 | 0.14091 | 0.17831 | 0.26772 | 0.15946 | 0.089411 | 0.015342 | 0 | 0 | 1.1192 | 60 | 67.1547 | 0.26772
MI | pumped hydro | Summer Peak | 0 | 0 | 0 | 0 | 0 | 0 | 0 | 0 | 0 | 0 | 0 | 0.02447 | 0.20574 | 0.42694 | 0.50252 | 0.57024 | 0.75413 | 0.78148 | 0.82031 | 0.60715 | 0.52042 | 0.18335 | 0 | 0 | 5.3968 | 10 | 53.9675 | 0.82031
MI | pumped hydro | Winter Peak | 0 | 0 | 0 | 0 | 0 | 0 | 0 | 0.060409 | 0 | 0 | 0 | 0 | 0 | 0 | 0 | 0 | 0 | 0.015136 | 0.094337 | 0.0035283 | 0 | 0 | 0 | 0 | 0.17341 | 7 | 1.2139 | 0.094337
MI | smr | Winter | 0.95287 | 0.95287 | 0.95287 | 0.95287 | 0.95287 | 0.95287 | 0.95287 | 0.95287 | 0.95287 | 0.95287 | 0.95287 | 0.95287 | 0.95287 | 0.95287 | 0.95287 | 0.95287 | 0.95287 | 0.95287 | 0.95287 | 0.95287 | 0.95287 | 0.95287 | 0.95287 | 0.95287 | 22.8688 | 105 | 2401.2219 | 0.95287
MI | smr | Spring | 0.95287 | 0.95287 | 0.95287 | 0.95287 | 0.95287 | 0.95287 | 0.95287 | 0.95287 | 0.95287 | 0.95287 | 0.95287 | 0.95287 | 0.95287 | 0.95287 | 0.95287 | 0.95287 | 0.95287 | 0.95287 | 0.95287 | 0.95287 | 0.95287 | 0.95287 | 0.95287 | 0.95287 | 22.8688 | 74 | 1692.2897 | 0.95287
MI | smr | Summer | 0.95287 | 0.95287 | 0.95287 | 0.95287 | 0.95287 | 0.95287 | 0.95287 | 0.95287 | 0.95287 | 0.95287 | 0.95287 | 0.95287 | 0.95287 | 0.95287 | 0.95287 | 0.95287 | 0.95287 | 0.95287 | 0.95287 | 0.95287 | 0.95287 | 0.95287 | 0.95287 | 0.95287 | 22.8688 | 109 | 2492.697 | 0.95287
MI | smr | Fall | 0.95287 | 0.95287 | 0.95287 | 0.95287 | 0.95287 | 0.95287 | 0.95287 | 0.95287 | 0.95287 | 0.95287 | 0.95287 | 0.95287 | 0.95287 | 0.95287 | 0.95287 | 0.95287 | 0.95287 | 0.95287 | 0.95287 | 0.95287 | 0.95287 | 0.95287 | 0.95287 | 0.95287 | 22.8688 | 60 | 1372.1268 | 0.95287
MI | smr | Summer Peak | 0.95287 | 0.95287 | 0.95287 | 0.95287 | 0.95287 | 0.95287 | 0.95287 | 0.95287 | 0.95287 | 0.95287 | 0.95287 | 0.95287 | 0.95287 | 0.95287 | 0.95287 | 0.95287 | 0.95287 | 0.95287 | 0.95287 | 0.95287 | 0.95287 | 0.95287 | 0.95287 | 0.95287 | 22.8688 | 10 | 228.6878 | 0.95287
MI | smr | Winter Peak | 0.95287 | 0.95287 | 0.95287 | 0.95287 | 0.95287 | 0.95287 | 0.95287 | 0.95287 | 0.95287 | 0.95287 | 0.95287 | 0.95287 | 0.95287 | 0.95287 | 0.95287 | 0.95287 | 0.95287 | 0.95287 | 0.95287 | 0.95287 | 0.95287 | 0.95287 | 0.95287 | 0.95287 | 22.8688 | 7 | 160.0815 | 0.95287
MI | solar pv dist | Winter | 0 | 0 | 0 | 0 | 0.00015684 | 0.002601 | 0.09851 | 0.18574 | 0.29281 | 0.32813 | 0.32194 | 0.31071 | 0.31417 | 0.41249 | 0.39459 | 0.33711 | 0.20004 | 0.11321 | 0.024406 | 0.0001917 | 0 | 0 | 0 | 0 | 3.3368 | 105 | 350.3637 | 0.41249
MI | solar pv dist | Spring | 0 | 0 | 0 | 0 | 0.00018546 | 0.0023924 | 0.12709 | 0.23827 | 0.33371 | 0.36282 | 0.36362 | 0.36335 | 0.36095 | 0.466 | 0.44023 | 0.37299 | 0.22833 | 0.12795 | 0.028406 | 0.00015455 | 0 | 0 | 0 | 0 | 3.8164 | 74 | 282.4167 | 0.466
MI | solar pv dist | Summer | 0 | 0 | 0 | 0 | 0.00022243 | 0.0019389 | 0.13527 | 0.24685 | 0.34486 | 0.37708 | 0.38203 | 0.38082 | 0.38433 | 0.45656 | 0.45125 | 0.37573 | 0.25693 | 0.15658 | 0.0342 | 0.00024342 | 0 | 0 | 0 | 0 | 3.9849 | 109 | 434.3554 | 0.45656
MI | solar pv dist | Fall | 0 | 0 | 0 | 0 | 0.00024398 | 0.0021272 | 0.15178 | 0.27297 | 0.3553 | 0.35557 | 0.36391 | 0.36941 | 0.38159 | 0.44442 | 0.41835 | 0.34998 | 0.23118 | 0.14657 | 0.032937 | 0.00017536 | 0 | 0 | 0 | 0 | 3.8765 | 60 | 232.5915 | 0.44442
MI | solar pv dist | Summer Peak | 0 | 0 | 0 | 0 | 0.00086917 | 0.010018 | 0.29085 | 0.37864 | 0.44675 | 0.4505 | 0.43431 | 0.40169 | 0.37841 | 0.44405 | 0.40366 | 0.40261 | 0.41894 | 0.2935 | 0.096706 | 0.00082342 | 0 | 0 | 0 | 0 | 4.8523 | 10 | 48.5233 | 0.4505
MI | solar pv dist | Winter Peak | 0 | 0 | 0 | 0 | 0 | 0 | 0 | 0.037577 | 0.17122 | 0.20494 | 0.21592 | 0.2254 | 0.21788 | 0.29558 | 0.2814 | 0.19194 | 0.040256 | 0.00071886 | 0 | 0 | 0 | 0 | 0 | 0 | 1.8828 | 7 | 13.1798 | 0.29558
MI | solar pv | Winter | 0 | 0 | 0 | 0 | 9.0637e-05 | 0.01798 | 0.097399 | 0.20169 | 0.32555 | 0.39069 | 0.37653 | 0.36849 | 0.36777 | 0.37607 | 0.36903 | 0.33318 | 0.22695 | 0.12823 | 0.039514 | 1.0005e-05 | 0 | 0 | 0 | 0 | 3.6192 | 105 | 380.0152 | 0.39069
MI | solar pv | Spring | 0 | 0 | 0 | 0 | 0.00013529 | 0.027566 | 0.11999 | 0.25423 | 0.38191 | 0.4326 | 0.43735 | 0.4309 | 0.42884 | 0.43771 | 0.43129 | 0.38425 | 0.27844 | 0.14205 | 0.039938 | 7.516e-06 | 0 | 0 | 0 | 0 | 4.2272 | 74 | 312.8127 | 0.43771
MI | solar pv | Summer | 0 | 0 | 0 | 0 | 0.00017009 | 0.02728 | 0.1269 | 0.27611 | 0.41428 | 0.4597 | 0.45741 | 0.45573 | 0.45264 | 0.44951 | 0.43828 | 0.40476 | 0.29676 | 0.17436 | 0.044655 | 1.0772e-05 | 0 | 0 | 0 | 0 | 4.4785 | 109 | 488.1607 | 0.4597
MI | solar pv | Fall | 0 | 0 | 0 | 0 | 0.0001823 | 0.027344 | 0.14466 | 0.32434 | 0.42658 | 0.43174 | 0.442 | 0.43927 | 0.42573 | 0.42663 | 0.41362 | 0.37464 | 0.28292 | 0.16287 | 0.045729 | 8.2398e-06 | 0 | 0 | 0 | 0 | 4.3683 | 60 | 262.0957 | 0.442
MI | solar pv | Summer Peak | 0 | 0 | 0 | 0 | 0.00049439 | 0.092259 | 0.31107 | 0.47166 | 0.54501 | 0.53151 | 0.53562 | 0.52189 | 0.53701 | 0.51836 | 0.49109 | 0.42937 | 0.39818 | 0.35365 | 0.15265 | 4.3259e-05 | 0 | 0 | 0 | 0 | 5.8899 | 10 | 58.8986 | 0.54501
MI | solar pv | Winter Peak | 0 | 0 | 0 | 0 | 0 | 0 | 0 | 0.0032223 | 0.13976 | 0.22727 | 0.25195 | 0.23525 | 0.22221 | 0.20855 | 0.20361 | 0.13986 | 0.04619 | 0 | 0 | 0 | 0 | 0 | 0 | 0 | 1.6779 | 7 | 11.7451 | 0.25195
MI | solar thermal | Winter | 0 | 0 | 0 | 0 | 0 | 0 | 0 | 0 | 0 | 0.08597 | 0.37963 | 0.49887 | 0.49723 | 0.48344 | 0.47116 | 0.48279 | 0.49202 | 0.44649 | 0.21282 | 0.015243 | 0 | 0 | 0 | 0 | 4.0657 | 105 | 426.8949 | 0.49887
MI | solar thermal | Spring | 0 | 0 | 0 | 0 | 0 | 0 | 0 | 0.0076376 | 0.18687 | 0.48014 | 0.63047 | 0.67382 | 0.67706 | 0.67418 | 0.66674 | 0.6665 | 0.66683 | 0.64842 | 0.56803 | 0.30656 | 0.039289 | 0 | 0 | 0 | 6.8926 | 74 | 510.0497 | 0.67706
MI | solar thermal | Summer | 0 | 0 | 0 | 0 | 0 | 0 | 0 | 0.024165 | 0.27576 | 0.51489 | 0.59949 | 0.63012 | 0.63917 | 0.63842 | 0.63267 | 0.62353 | 0.61338 | 0.59439 | 0.54207 | 0.40006 | 0.11962 | 2.6056e-06 | 0 | 0 | 6.8477 | 109 | 746.4018 | 0.63917
MI | solar thermal | Fall | 0 | 0 | 0 | 0 | 0 | 0 | 0 | 0 | 0.054994 | 0.36422 | 0.55217 | 0.58569 | 0.57826 | 0.56812 | 0.56341 | 0.56827 | 0.56955 | 0.52878 | 0.35579 | 0.077412 | 3.2207e-05 | 0 | 0 | 0 | 5.3667 | 60 | 322.0017 | 0.58569
MI | solar thermal | Summer Peak | 0 | 0 | 0 | 0 | 0 | 0 | 0 | 0.027732 | 0.38084 | 0.62249 | 0.69231 | 0.71807 | 0.7248 | 0.72465 | 0.72329 | 0.72571 | 0.72389 | 0.71218 | 0.67311 | 0.55977 | 0.22117 | 0 | 0 | 0 | 8.23 | 10 | 82.3001 | 0.72571
MI | solar thermal | Winter Peak | 0 | 0 | 0 | 0 | 0 | 0 | 0 | 0 | 0 | 0.0026447 | 0.27588 | 0.35613 | 0.39021 | 0.41121 | 0.42512 | 0.48557 | 0.52766 | 0.49305 | 0.19344 | 0 | 0 | 0 | 0 | 0 | 3.5609 | 7 | 24.9263 | 0.52766
MI | natural gas steam turbine | Winter | 0 | 0 | 0 | 0 | 0 | 0 | 0.0029005 | 0.0029005 | 0 | 0 | 0 | 0 | 0 | 0 | 0 | 0 | 0 | 0.027652 | 0.043598 | 0.034613 | 0.0081215 | 0 | 0 | 0 | 0.11979 | 105 | 12.5775 | 0.043598
MI | natural gas steam turbine | Spring | 0.0045925 | 0.0045925 | 0.0045925 | 0.0045925 | 0.0045925 | 0.0045925 | 0.0045925 | 0.0045925 | 0.0045925 | 0.0045925 | 0.0045925 | 0.0045925 | 0.0045925 | 0.0045925 | 0.0045925 | 0.0045925 | 0.0049551 | 0.018249 | 0.055411 | 0.049912 | 0.022479 | 0.0051968 | 0.0045925 | 0.0045925 | 0.23887 | 74 | 17.6763 | 0.055411
MI | natural gas steam turbine | Summer | 0.1788 | 0.1788 | 0.1788 | 0.1788 | 0.1788 | 0.1788 | 0.1788 | 0.1788 | 0.1788 | 0.18033 | 0.19719 | 0.23249 | 0.27736 | 0.30776 | 0.33968 | 0.36457 | 0.38621 | 0.42194 | 0.45412 | 0.42695 | 0.35652 | 0.28565 | 0.20677 | 0.18252 | 6.2292 | 109 | 678.9845 | 0.45412
MI | natural gas steam turbine | Fall | 0.03445 | 0.03445 | 0.03445 | 0.03445 | 0.03445 | 0.03445 | 0.03445 | 0.03445 | 0.03445 | 0.03445 | 0.034814 | 0.037516 | 0.043199 | 0.047448 | 0.05135 | 0.058443 | 0.070527 | 0.093401 | 0.096773 | 0.089855 | 0.068192 | 0.04247 | 0.030622 | 0.030622 | 1.1397 | 60 | 68.3839 | 0.096773
MI | natural gas steam turbine | Summer Peak | 0.23349 | 0.23349 | 0.23349 | 0.23349 | 0.23349 | 0.23349 | 0.23349 | 0.23349 | 0.23349 | 0.23349 | 0.23349 | 0.23349 | 0.38916 | 0.41115 | 0.53538 | 0.53538 | 0.53538 | 0.53538 | 0.53538 | 0.53538 | 0.53538 | 0.44406 | 0.23349 | 0.23349 | 8.261 | 10 | 82.6097 | 0.53538
MI | natural gas steam turbine | Winter Peak | 0 | 0 | 0 | 0 | 0 | 0 | 0 | 0 | 0 | 0 | 0 | 0 | 0 | 0 | 0 | 0 | 0 | 0 | 0 | 0 | 0 | 0 | 0 | 0 | 0 | 7 | 0 | 0
MN | biomass ccs | Winter | 0.8 | 0.8 | 0.8 | 0.8 | 0.8 | 0.8 | 0.8 | 0.8 | 0.8 | 0.8 | 0.8 | 0.8 | 0.8 | 0.8 | 0.8 | 0.8 | 0.8 | 0.8 | 0.8 | 0.8 | 0.8 | 0.8 | 0.8 | 0.8 | 19.2 | 103 | 1977.6 | 0.8
MN | biomass ccs | Spring | 0.8 | 0.8 | 0.8 | 0.8 | 0.8 | 0.8 | 0.8 | 0.8 | 0.8 | 0.8 | 0.8 | 0.8 | 0.8 | 0.8 | 0.8 | 0.8 | 0.8 | 0.8 | 0.8 | 0.8 | 0.8 | 0.8 | 0.8 | 0.8 | 19.2 | 73 | 1401.6 | 0.8
MN | biomass ccs | Summer | 0.8 | 0.8 | 0.8 | 0.8 | 0.8 | 0.8 | 0.8 | 0.8 | 0.8 | 0.8 | 0.8 | 0.8 | 0.8 | 0.8 | 0.8 | 0.8 | 0.8 | 0.8 | 0.8 | 0.8 | 0.8 | 0.8 | 0.8 | 0.8 | 19.2 | 65 | 1248 | 0.8
MN | biomass ccs | Fall | 0.8 | 0.8 | 0.8 | 0.8 | 0.8 | 0.8 | 0.8 | 0.8 | 0.8 | 0.8 | 0.8 | 0.8 | 0.8 | 0.8 | 0.8 | 0.8 | 0.8 | 0.8 | 0.8 | 0.8 | 0.8 | 0.8 | 0.8 | 0.8 | 19.2 | 92 | 1766.4 | 0.8
MN | biomass ccs | Summer Peak | 0.8 | 0.8 | 0.8 | 0.8 | 0.8 | 0.8 | 0.8 | 0.8 | 0.8 | 0.8 | 0.8 | 0.8 | 0.8 | 0.8 | 0.8 | 0.8 | 0.8 | 0.8 | 0.8 | 0.8 | 0.8 | 0.8 | 0.8 | 0.8 | 19.2 | 20 | 384 | 0.8
MN | biomass ccs | Winter Peak | 0.8 | 0.8 | 0.8 | 0.8 | 0.8 | 0.8 | 0.8 | 0.8 | 0.8 | 0.8 | 0.8 | 0.8 | 0.8 | 0.8 | 0.8 | 0.8 | 0.8 | 0.8 | 0.8 | 0.8 | 0.8 | 0.8 | 0.8 | 0.8 | 19.2 | 12 | 230.4 | 0.8
MN | biomass | Winter | 0.30591 | 0.30541 | 0.30492 | 0.30779 | 0.3088 | 0.31843 | 0.33295 | 0.33757 | 0.33773 | 0.3384 | 0.33949 | 0.34172 | 0.34156 | 0.34156 | 0.34156 | 0.34298 | 0.34348 | 0.34348 | 0.34364 | 0.34214 | 0.32951 | 0.3263 | 0.30835 | 0.30016 | 7.8838 | 103 | 812.034 | 0.34364
MN | biomass | Spring | 0.29526 | 0.29526 | 0.29526 | 0.29751 | 0.30274 | 0.31287 | 0.32955 | 0.3346 | 0.34071 | 0.3414 | 0.34364 | 0.34364 | 0.34364 | 0.3441 | 0.34434 | 0.34479 | 0.34479 | 0.34352 | 0.34305 | 0.34211 | 0.33352 | 0.33352 | 0.31776 | 0.31221 | 7.8798 | 73 | 575.2242 | 0.34479
MN | biomass | Summer | 0.25931 | 0.25106 | 0.24952 | 0.24978 | 0.25222 | 0.26573 | 0.29565 | 0.30575 | 0.32183 | 0.32543 | 0.32425 | 0.32651 | 0.32757 | 0.32953 | 0.33005 | 0.3316 | 0.33509 | 0.34169 | 0.34168 | 0.34116 | 0.32892 | 0.31324 | 0.2843 | 0.28095 | 7.3128 | 65 | 475.3334 | 0.34169
MN | biomass | Fall | 0.34214 | 0.34232 | 0.34269 | 0.34368 | 0.3446 | 0.3446 | 0.34479 | 0.34479 | 0.34479 | 0.34479 | 0.34479 | 0.34479 | 0.34479 | 0.34479 | 0.34479 | 0.34479 | 0.34479 | 0.34479 | 0.34441 | 0.34441 | 0.34279 | 0.34261 | 0.33417 | 0.33176 | 8.2376 | 92 | 757.8623 | 0.34479
MN | biomass | Summer Peak | 0.34479 | 0.34479 | 0.34479 | 0.34479 | 0.34479 | 0.34479 | 0.34479 | 0.34479 | 0.34479 | 0.34479 | 0.34479 | 0.34479 | 0.34479 | 0.34479 | 0.34479 | 0.34479 | 0.34479 | 0.34479 | 0.34479 | 0.34479 | 0.34314 | 0.34314 | 0.34232 | 0.33383 | 8.2582 | 20 | 165.1639 | 0.34479
MN | biomass | Winter Peak | 0.34479 | 0.34479 | 0.34479 | 0.34479 | 0.34479 | 0.34479 | 0.34479 | 0.34479 | 0.34479 | 0.34479 | 0.34479 | 0.34479 | 0.34479 | 0.34479 | 0.34479 | 0.34479 | 0.34479 | 0.34479 | 0.34479 | 0.34479 | 0.34479 | 0.34479 | 0.33911 | 0.32974 | 8.2542 | 12 | 99.0502 | 0.34479
MN | natural gas combined cycle ccs | Winter | 0.8 | 0.8 | 0.8 | 0.8 | 0.8 | 0.8 | 0.8 | 0.8 | 0.8 | 0.8 | 0.8 | 0.8 | 0.8 | 0.8 | 0.8 | 0.8 | 0.8 | 0.8 | 0.8 | 0.8 | 0.8 | 0.8 | 0.8 | 0.8 | 19.2 | 103 | 1977.6 | 0.8
MN | natural gas combined cycle ccs | Spring | 0.8 | 0.8 | 0.8 | 0.8 | 0.8 | 0.8 | 0.8 | 0.8 | 0.8 | 0.8 | 0.8 | 0.8 | 0.8 | 0.8 | 0.8 | 0.8 | 0.8 | 0.8 | 0.8 | 0.8 | 0.8 | 0.8 | 0.8 | 0.8 | 19.2 | 73 | 1401.6 | 0.8
MN | natural gas combined cycle ccs | Summer | 0.8 | 0.8 | 0.8 | 0.8 | 0.8 | 0.8 | 0.8 | 0.8 | 0.8 | 0.8 | 0.8 | 0.8 | 0.8 | 0.8 | 0.8 | 0.8 | 0.8 | 0.8 | 0.8 | 0.8 | 0.8 | 0.8 | 0.8 | 0.8 | 19.2 | 65 | 1248 | 0.8
MN | natural gas combined cycle ccs | Fall | 0.8 | 0.8 | 0.8 | 0.8 | 0.8 | 0.8 | 0.8 | 0.8 | 0.8 | 0.8 | 0.8 | 0.8 | 0.8 | 0.8 | 0.8 | 0.8 | 0.8 | 0.8 | 0.8 | 0.8 | 0.8 | 0.8 | 0.8 | 0.8 | 19.2 | 92 | 1766.4 | 0.8
MN | natural gas combined cycle ccs | Summer Peak | 0.8 | 0.8 | 0.8 | 0.8 | 0.8 | 0.8 | 0.8 | 0.8 | 0.8 | 0.8 | 0.8 | 0.8 | 0.8 | 0.8 | 0.8 | 0.8 | 0.8 | 0.8 | 0.8 | 0.8 | 0.8 | 0.8 | 0.8 | 0.8 | 19.2 | 20 | 384 | 0.8
MN | natural gas combined cycle ccs | Winter Peak | 0.8 | 0.8 | 0.8 | 0.8 | 0.8 | 0.8 | 0.8 | 0.8 | 0.8 | 0.8 | 0.8 | 0.8 | 0.8 | 0.8 | 0.8 | 0.8 | 0.8 | 0.8 | 0.8 | 0.8 | 0.8 | 0.8 | 0.8 | 0.8 | 19.2 | 12 | 230.4 | 0.8
MN | natural gas combined cycle | Winter | 0.30074 | 0.29072 | 0.29182 | 0.29427 | 0.30502 | 0.33515 | 0.36666 | 0.37449 | 0.3875 | 0.41721 | 0.44264 | 0.44662 | 0.44991 | 0.45539 | 0.46038 | 0.48233 | 0.51188 | 0.50198 | 0.54194 | 0.50851 | 0.46656 | 0.39643 | 0.33545 | 0.30344 | 9.6671 | 103 | 995.7082 | 0.54194
MN | natural gas combined cycle | Spring | 0.30188 | 0.29777 | 0.29906 | 0.3043 | 0.31782 | 0.33641 | 0.37194 | 0.39566 | 0.43259 | 0.47414 | 0.51063 | 0.53926 | 0.54562 | 0.54432 | 0.55772 | 0.61852 | 0.65894 | 0.64898 | 0.65515 | 0.62957 | 0.56331 | 0.46533 | 0.39711 | 0.3668 | 11.2328 | 73 | 819.9949 | 0.65894
MN | natural gas combined cycle | Summer | 0.16226 | 0.15492 | 0.15483 | 0.15413 | 0.1573 | 0.15814 | 0.17322 | 0.20869 | 0.21058 | 0.22282 | 0.24469 | 0.25922 | 0.26406 | 0.25989 | 0.25413 | 0.26663 | 0.28682 | 0.3106 | 0.35645 | 0.33198 | 0.30052 | 0.25691 | 0.22783 | 0.2168 | 5.5934 | 65 | 363.5723 | 0.35645
MN | natural gas combined cycle | Fall | 0.45282 | 0.44399 | 0.44079 | 0.44744 | 0.48926 | 0.54222 | 0.57618 | 0.57576 | 0.59799 | 0.63196 | 0.65502 | 0.66762 | 0.6677 | 0.66588 | 0.67171 | 0.71647 | 0.75727 | 0.76156 | 0.76734 | 0.73906 | 0.68853 | 0.57886 | 0.48731 | 0.43383 | 14.4566 | 92 | 1330.0061 | 0.76734
MN | natural gas combined cycle | Summer Peak | 0.71456 | 0.66309 | 0.66622 | 0.66622 | 0.70941 | 0.71354 | 0.73214 | 0.78484 | 0.85291 | 0.92217 | 0.9772 | 1 | 1 | 1 | 1 | 1 | 1 | 1 | 1 | 1 | 1 | 0.897 | 0.8215 | 0.72861 | 20.8494 | 20 | 416.9878 | 1
MN | natural gas combined cycle | Winter Peak | 0.41233 | 0.41233 | 0.41817 | 0.42877 | 0.48608 | 0.60934 | 0.64976 | 0.64407 | 0.64407 | 0.6375 | 0.66664 | 0.65533 | 0.63365 | 0.61108 | 0.64581 | 0.69847 | 0.75113 | 0.74103 | 0.73031 | 0.73031 | 0.69703 | 0.65448 | 0.55991 | 0.5061 | 14.6237 | 12 | 175.4843 | 0.75113
MN | crude oil | Winter | 0.001 | 0.001 | 0.001 | 0.001 | 0.001 | 0.001 | 0.001 | 0.001 | 0.001 | 0.001 | 0.001 | 0.001 | 0.001 | 0.001 | 0.001 | 0.001 | 0.001 | 0.001 | 0.001 | 0.001 | 0.001 | 0.001 | 0.001 | 0.001 | 0.024 | 103 | 2.472 | 0.001
MN | crude oil | Spring | 0.001 | 0.001 | 0.001 | 0.001 | 0.001 | 0.001 | 0.001 | 0.001 | 0.001 | 0.001 | 0.001 | 0.001 | 0.001 | 0.001 | 0.001 | 0.001 | 0.001 | 0.001 | 0.001 | 0.001 | 0.001 | 0.001 | 0.001 | 0.001 | 0.024 | 73 | 1.752 | 0.001
MN | crude oil | Summer | 0.001 | 0.001 | 0.001 | 0.001 | 0.001 | 0.001 | 0.001 | 0.001 | 0.001 | 0.001 | 0.001 | 0.001 | 0.001 | 0.001 | 0.001 | 0.001 | 0.001 | 0.001 | 0.001 | 0.001 | 0.001 | 0.001 | 0.001 | 0.001 | 0.024 | 65 | 1.56 | 0.001
MN | crude oil | Fall | 0.001 | 0.001 | 0.001 | 0.001 | 0.001 | 0.001 | 0.001 | 0.001 | 0.001 | 0.001 | 0.001 | 0.001 | 0.001 | 0.001 | 0.001 | 0.001 | 0.001 | 0.001 | 0.001 | 0.001 | 0.001 | 0.001 | 0.001 | 0.001 | 0.024 | 92 | 2.208 | 0.001
MN | crude oil | Summer Peak | 0.001 | 0.001 | 0.001 | 0.001 | 0.001 | 0.001 | 0.001 | 0.001 | 0.001 | 0.001 | 0.001 | 0.001 | 0.001 | 0.001 | 0.001 | 0.001 | 0.001 | 0.001 | 0.001 | 0.001 | 0.001 | 0.001 | 0.001 | 0.001 | 0.024 | 20 | 0.48 | 0.001
MN | crude oil | Winter Peak | 0.001 | 0.001 | 0.001 | 0.001 | 0.001 | 0.001 | 0.001 | 0.001 | 0.001 | 0.001 | 0.001 | 0.001 | 0.001 | 0.001 | 0.001 | 0.001 | 0.001 | 0.001 | 0.001 | 0.001 | 0.001 | 0.001 | 0.001 | 0.001 | 0.024 | 12 | 0.288 | 0.001
MN | geothermal | Winter | 0.6595 | 0.6595 | 0.6595 | 0.6595 | 0.6595 | 0.6595 | 0.6595 | 0.6595 | 0.6595 | 0.6595 | 0.6595 | 0.6595 | 0.6595 | 0.6595 | 0.6595 | 0.6595 | 0.6595 | 0.6595 | 0.6595 | 0.6595 | 0.6595 | 0.6595 | 0.6595 | 0.6595 | 15.828 | 103 | 1630.284 | 0.6595
MN | geothermal | Spring | 0.6595 | 0.6595 | 0.6595 | 0.6595 | 0.6595 | 0.6595 | 0.6595 | 0.6595 | 0.6595 | 0.6595 | 0.6595 | 0.6595 | 0.6595 | 0.6595 | 0.6595 | 0.6595 | 0.6595 | 0.6595 | 0.6595 | 0.6595 | 0.6595 | 0.6595 | 0.6595 | 0.6595 | 15.828 | 73 | 1155.444 | 0.6595
MN | geothermal | Summer | 0.6595 | 0.6595 | 0.6595 | 0.6595 | 0.6595 | 0.6595 | 0.6595 | 0.6595 | 0.6595 | 0.6595 | 0.6595 | 0.6595 | 0.6595 | 0.6595 | 0.6595 | 0.6595 | 0.6595 | 0.6595 | 0.6595 | 0.6595 | 0.6595 | 0.6595 | 0.6595 | 0.6595 | 15.828 | 65 | 1028.82 | 0.6595
MN | geothermal | Fall | 0.6595 | 0.6595 | 0.6595 | 0.6595 | 0.6595 | 0.6595 | 0.6595 | 0.6595 | 0.6595 | 0.6595 | 0.6595 | 0.6595 | 0.6595 | 0.6595 | 0.6595 | 0.6595 | 0.6595 | 0.6595 | 0.6595 | 0.6595 | 0.6595 | 0.6595 | 0.6595 | 0.6595 | 15.828 | 92 | 1456.176 | 0.6595
MN | geothermal | Summer Peak | 0.6595 | 0.6595 | 0.6595 | 0.6595 | 0.6595 | 0.6595 | 0.6595 | 0.6595 | 0.6595 | 0.6595 | 0.6595 | 0.6595 | 0.6595 | 0.6595 | 0.6595 | 0.6595 | 0.6595 | 0.6595 | 0.6595 | 0.6595 | 0.6595 | 0.6595 | 0.6595 | 0.6595 | 15.828 | 20 | 316.56 | 0.6595
MN | geothermal | Winter Peak | 0.6595 | 0.6595 | 0.6595 | 0.6595 | 0.6595 | 0.6595 | 0.6595 | 0.6595 | 0.6595 | 0.6595 | 0.6595 | 0.6595 | 0.6595 | 0.6595 | 0.6595 | 0.6595 | 0.6595 | 0.6595 | 0.6595 | 0.6595 | 0.6595 | 0.6595 | 0.6595 | 0.6595 | 15.828 | 12 | 189.936 | 0.6595
MN | hard coal ccs | Winter | 0.8 | 0.8 | 0.8 | 0.8 | 0.8 | 0.8 | 0.8 | 0.8 | 0.8 | 0.8 | 0.8 | 0.8 | 0.8 | 0.8 | 0.8 | 0.8 | 0.8 | 0.8 | 0.8 | 0.8 | 0.8 | 0.8 | 0.8 | 0.8 | 19.2 | 103 | 1977.6 | 0.8
MN | hard coal ccs | Spring | 0.8 | 0.8 | 0.8 | 0.8 | 0.8 | 0.8 | 0.8 | 0.8 | 0.8 | 0.8 | 0.8 | 0.8 | 0.8 | 0.8 | 0.8 | 0.8 | 0.8 | 0.8 | 0.8 | 0.8 | 0.8 | 0.8 | 0.8 | 0.8 | 19.2 | 73 | 1401.6 | 0.8
MN | hard coal ccs | Summer | 0.8 | 0.8 | 0.8 | 0.8 | 0.8 | 0.8 | 0.8 | 0.8 | 0.8 | 0.8 | 0.8 | 0.8 | 0.8 | 0.8 | 0.8 | 0.8 | 0.8 | 0.8 | 0.8 | 0.8 | 0.8 | 0.8 | 0.8 | 0.8 | 19.2 | 65 | 1248 | 0.8
MN | hard coal ccs | Fall | 0.8 | 0.8 | 0.8 | 0.8 | 0.8 | 0.8 | 0.8 | 0.8 | 0.8 | 0.8 | 0.8 | 0.8 | 0.8 | 0.8 | 0.8 | 0.8 | 0.8 | 0.8 | 0.8 | 0.8 | 0.8 | 0.8 | 0.8 | 0.8 | 19.2 | 92 | 1766.4 | 0.8
MN | hard coal ccs | Summer Peak | 0.8 | 0.8 | 0.8 | 0.8 | 0.8 | 0.8 | 0.8 | 0.8 | 0.8 | 0.8 | 0.8 | 0.8 | 0.8 | 0.8 | 0.8 | 0.8 | 0.8 | 0.8 | 0.8 | 0.8 | 0.8 | 0.8 | 0.8 | 0.8 | 19.2 | 20 | 384 | 0.8
MN | hard coal ccs | Winter Peak | 0.8 | 0.8 | 0.8 | 0.8 | 0.8 | 0.8 | 0.8 | 0.8 | 0.8 | 0.8 | 0.8 | 0.8 | 0.8 | 0.8 | 0.8 | 0.8 | 0.8 | 0.8 | 0.8 | 0.8 | 0.8 | 0.8 | 0.8 | 0.8 | 19.2 | 12 | 230.4 | 0.8
MN | hard coal | Winter | 0.36028 | 0.34919 | 0.34112 | 0.34444 | 0.36018 | 0.39782 | 0.44851 | 0.48714 | 0.48856 | 0.51166 | 0.52713 | 0.52361 | 0.51738 | 0.51193 | 0.50836 | 0.51229 | 0.52093 | 0.4971 | 0.52126 | 0.51723 | 0.49203 | 0.44988 | 0.38393 | 0.34216 | 10.9141 | 103 | 1124.1539 | 0.52713
MN | hard coal | Spring | 0.33176 | 0.31957 | 0.32146 | 0.34047 | 0.37995 | 0.41225 | 0.46977 | 0.50361 | 0.53218 | 0.56332 | 0.57434 | 0.57789 | 0.57999 | 0.57562 | 0.57365 | 0.57642 | 0.5893 | 0.57925 | 0.589 | 0.58582 | 0.56518 | 0.51809 | 0.45437 | 0.39807 | 11.9113 | 73 | 869.5277 | 0.5893
MN | hard coal | Summer | 0.18257 | 0.17474 | 0.17243 | 0.17544 | 0.18339 | 0.1946 | 0.24124 | 0.27097 | 0.27451 | 0.27993 | 0.29296 | 0.29448 | 0.29333 | 0.28662 | 0.28301 | 0.29097 | 0.32512 | 0.34904 | 0.39516 | 0.38723 | 0.34644 | 0.28553 | 0.2508 | 0.23029 | 6.4608 | 65 | 419.9528 | 0.39516
MN | hard coal | Fall | 0.50285 | 0.49711 | 0.49863 | 0.51821 | 0.56852 | 0.59417 | 0.60318 | 0.60983 | 0.61951 | 0.62856 | 0.63365 | 0.63403 | 0.63491 | 0.63491 | 0.63476 | 0.63543 | 0.63266 | 0.62572 | 0.62624 | 0.62705 | 0.62306 | 0.60917 | 0.58316 | 0.53958 | 14.3149 | 92 | 1316.9683 | 0.63543
MN | hard coal | Summer Peak | 0.59468 | 0.58198 | 0.56563 | 0.55457 | 0.56524 | 0.55348 | 0.57046 | 0.6371 | 0.64113 | 0.64113 | 0.64113 | 0.64113 | 0.64113 | 0.64113 | 0.64113 | 0.64113 | 0.64113 | 0.64113 | 0.64113 | 0.64113 | 0.64093 | 0.63703 | 0.59927 | 0.58329 | 14.7772 | 20 | 295.5443 | 0.64113
MN | hard coal | Winter Peak | 0.62382 | 0.62382 | 0.62382 | 0.63052 | 0.63722 | 0.64058 | 0.64058 | 0.64058 | 0.64058 | 0.64058 | 0.64058 | 0.64058 | 0.64058 | 0.64058 | 0.64058 | 0.64058 | 0.64058 | 0.64058 | 0.64058 | 0.64058 | 0.64058 | 0.6404 | 0.61872 | 0.6052 | 15.2527 | 12 | 183.0329 | 0.64058
MN | heavy or residual fuel oil | Winter | 0 | 0 | 0 | 0 | 0 | 0 | 0 | 0 | 0 | 0 | 0 | 0 | 0 | 0 | 0 | 0 | 0 | 0.0060933 | 0 | 0 | 0 | 0 | 0 | 0 | 0.0060933 | 103 | 0.62761 | 0.0060933
MN | heavy or residual fuel oil | Spring | 0 | 0 | 0 | 0 | 0 | 0 | 0 | 0 | 0 | 0 | 0 | 0 | 0 | 0 | 0 | 0.0085008 | 0.0085008 | 0.0085008 | 0.0085008 | 0 | 0 | 0 | 0 | 0 | 0.034003 | 73 | 2.4822 | 0.0085008
MN | heavy or residual fuel oil | Summer | 0 | 0 | 0 | 0 | 0 | 0 | 0 | 0 | 0 | 0 | 0.085219 | 0.18755 | 0.31585 | 0.35145 | 0.40294 | 0.67384 | 0.89059 | 0.91547 | 0.83263 | 0.339 | 0.12031 | 0 | 0 | 0 | 5.1148 | 65 | 332.465 | 0.91547
MN | heavy or residual fuel oil | Fall | 0 | 0 | 0 | 0 | 0 | 0 | 0 | 0 | 0 | 0 | 0 | 0 | 0 | 0 | 0.024308 | 0.050052 | 0.072925 | 0.072925 | 0.048617 | 0 | 0 | 0 | 0 | 0 | 0.26883 | 92 | 24.7321 | 0.072925
MN | heavy or residual fuel oil | Summer Peak | 0 | 0 | 0 | 0 | 0 | 0 | 0 | 0 | 0 | 0 | 0 | 0 | 0 | 0 | 0 | 0 | 0 | 0 | 0 | 0 | 0 | 0 | 0 | 0 | 0 | 20 | 0 | 0
MN | heavy or residual fuel oil | Winter Peak | 0 | 0 | 0 | 0 | 0 | 0 | 0 | 0 | 0 | 0 | 0 | 0 | 0 | 0 | 0 | 0 | 0 | 0 | 0 | 0 | 0 | 0 | 0 | 0 | 0 | 12 | 0 | 0
MN | hydro | Winter | 0.31711 | 0.29579 | 0.29647 | 0.31537 | 0.33075 | 0.37157 | 0.41025 | 0.40897 | 0.40733 | 0.42834 | 0.47182 | 0.4848 | 0.47795 | 0.47011 | 0.46125 | 0.51907 | 0.55048 | 0.53027 | 0.59404 | 0.57171 | 0.49939 | 0.4309 | 0.36405 | 0.31307 | 10.3208 | 103 | 1063.0474 | 0.59404
MN | hydro | Spring | 0.28627 | 0.27462 | 0.27585 | 0.28565 | 0.32735 | 0.37732 | 0.40985 | 0.42124 | 0.42693 | 0.45164 | 0.49559 | 0.52122 | 0.49922 | 0.49251 | 0.52252 | 0.61395 | 0.65005 | 0.64412 | 0.64262 | 0.61566 | 0.55798 | 0.44674 | 0.3824 | 0.34555 | 10.9669 | 73 | 800.5801 | 0.65005
MN | hydro | Summer | 0.23171 | 0.1989 | 0.17663 | 0.18094 | 0.21425 | 0.29658 | 0.34512 | 0.37171 | 0.38614 | 0.38775 | 0.40539 | 0.41769 | 0.40579 | 0.38039 | 0.36139 | 0.38397 | 0.43887 | 0.46935 | 0.53764 | 0.52703 | 0.48721 | 0.40711 | 0.31575 | 0.26919 | 8.5965 | 65 | 558.7726 | 0.53764
MN | hydro | Fall | 0.35502 | 0.35549 | 0.36279 | 0.36785 | 0.3911 | 0.45179 | 0.48431 | 0.46695 | 0.44512 | 0.46658 | 0.51789 | 0.53257 | 0.51143 | 0.50044 | 0.52772 | 0.61648 | 0.66522 | 0.65723 | 0.6638 | 0.64428 | 0.59007 | 0.48379 | 0.39318 | 0.37841 | 11.8295 | 92 | 1088.3155 | 0.66522
MN | hydro | Summer Peak | 0.42611 | 0.42611 | 0.42611 | 0.42611 | 0.42611 | 0.42611 | 0.42611 | 0.42611 | 0.42611 | 0.46322 | 0.49168 | 0.57404 | 0.593 | 0.64112 | 0.63544 | 0.70399 | 0.7235 | 0.7003 | 0.74143 | 0.70432 | 0.62018 | 0.48167 | 0.42611 | 0.41048 | 12.7455 | 20 | 254.9099 | 0.74143
MN | hydro | Winter Peak | 0.32432 | 0.32432 | 0.32432 | 0.32432 | 0.32432 | 0.39794 | 0.51639 | 0.45237 | 0.37209 | 0.51639 | 0.51639 | 0.48438 | 0.45237 | 0.42036 | 0.42036 | 0.55276 | 0.70294 | 0.70847 | 0.70847 | 0.65513 | 0.58042 | 0.51639 | 0.42036 | 0.32432 | 11.3399 | 12 | 136.0785 | 0.70847
MN | hydrogen combined cycle | Winter | 0.25315 | 0.24953 | 0.24756 | 0.25015 | 0.27756 | 0.31878 | 0.35384 | 0.35377 | 0.33797 | 0.35201 | 0.37093 | 0.3682 | 0.35379 | 0.34585 | 0.35202 | 0.40486 | 0.44174 | 0.42635 | 0.42793 | 0.41475 | 0.38749 | 0.33603 | 0.29117 | 0.26046 | 8.1759 | 103 | 842.1162 | 0.44174
MN | hydrogen combined cycle | Spring | 0.26316 | 0.25607 | 0.26095 | 0.26372 | 0.27104 | 0.28706 | 0.30405 | 0.31626 | 0.32337 | 0.33836 | 0.34424 | 0.34532 | 0.35563 | 0.35296 | 0.35684 | 0.38195 | 0.42001 | 0.44751 | 0.47825 | 0.47369 | 0.43572 | 0.35634 | 0.31099 | 0.2907 | 8.2342 | 73 | 601.0963 | 0.47825
MN | hydrogen combined cycle | Summer | 0.5717 | 0.54476 | 0.54038 | 0.54391 | 0.56788 | 0.57601 | 0.63269 | 0.67548 | 0.73272 | 0.81393 | 0.87768 | 0.91695 | 0.93832 | 0.96427 | 0.97351 | 0.98621 | 1 | 0.98832 | 1 | 0.98024 | 0.89779 | 0.76496 | 0.65627 | 0.59043 | 18.7344 | 65 | 1217.7353 | 1
MN | hydrogen combined cycle | Fall | 0.26155 | 0.25889 | 0.26215 | 0.26936 | 0.29603 | 0.35829 | 0.35258 | 0.35413 | 0.41117 | 0.42674 | 0.44234 | 0.47283 | 0.47558 | 0.46944 | 0.47741 | 0.50964 | 0.53248 | 0.55065 | 0.55504 | 0.50938 | 0.45563 | 0.38454 | 0.31306 | 0.27839 | 9.6773 | 92 | 890.3108 | 0.55504
MN | hydrogen combined cycle | Summer Peak | 0.31554 | 0.31554 | 0.31554 | 0.31554 | 0.31554 | 0.31554 | 0.31554 | 0.3659 | 0.31554 | 0.31554 | 0.31554 | 0.31554 | 0.31554 | 0.31554 | 0.31554 | 0.40346 | 0.56205 | 0.58071 | 0.50873 | 0.63107 | 0.63107 | 0.3659 | 0.31554 | 0.31554 | 9.0975 | 20 | 181.9494 | 0.63107
MN | hydrogen combined cycle | Winter Peak | 0 | 0 | 0 | 0 | 0 | 0 | 0 | 0 | 0 | 0 | 0 | 0 | 0 | 0 | 0.054585 | 0.10079 | 0.31554 | 0.31554 | 0.31554 | 0.31554 | 0.31554 | 0.31554 | 0.31554 | 0.31554 | 2.6797 | 12 | 32.1559 | 0.31554
MN | hydrogen ct | Winter | 0.0081659 | 0.0081659 | 0.0081659 | 0.0081659 | 0.0081659 | 0.0081659 | 0.0081659 | 0.0081659 | 0.0081659 | 0.016205 | 0.067384 | 0.13773 | 0.25881 | 0.29201 | 0.32048 | 0.34357 | 0.3704 | 0.38005 | 0.34619 | 0.2083 | 0.089544 | 0.017072 | 0.017072 | 0.017072 | 2.9554 | 103 | 304.4037 | 0.38005
MN | hydrogen ct | Spring | 0.012393 | 0.012393 | 0.012393 | 0.012393 | 0.012393 | 0.012393 | 0.012393 | 0.012393 | 0.012393 | 0.012393 | 0.012393 | 0.037178 | 0.084431 | 0.12046 | 0.17521 | 0.19021 | 0.20503 | 0.24076 | 0.2406 | 0.16176 | 0.03816 | 0.011343 | 0.011343 | 0.011343 | 1.6642 | 73 | 121.4831 | 0.24076
MN | hydrogen ct | Summer | 1.8083e-09 | 1.8083e-09 | 1.8083e-09 | 1.8083e-09 | 1.8083e-09 | 1.8083e-09 | 1.8083e-09 | 1.8083e-09 | 1.8083e-09 | 1.8083e-09 | 0.012739 | 0.014513 | 0.051101 | 0.066987 | 0.10119 | 0.12609 | 0.13883 | 0.15243 | 0.13969 | 0.052562 | 0.025792 | 1.8083e-09 | 1.8083e-09 | 1.8083e-09 | 0.88192 | 65 | 57.3246 | 0.15243
MN | hydrogen ct | Fall | 0.0090005 | 0.0090005 | 0.0090005 | 0.0090005 | 0.0090005 | 0.0090005 | 0.0090005 | 0.0090005 | 0.0090005 | 0.0090005 | 0.050863 | 0.12133 | 0.20143 | 0.26105 | 0.27675 | 0.34308 | 0.37728 | 0.40424 | 0.38606 | 0.20997 | 0.04925 | 0.009975 | 0.009975 | 0.009975 | 2.8012 | 92 | 257.7128 | 0.40424
MN | hydrogen ct | Summer Peak | 0.046516 | 0.046516 | 0.046516 | 0.046516 | 0.046516 | 0.046516 | 0.046516 | 0.046516 | 0.046516 | 0.046516 | 0.14055 | 0.41944 | 0.65227 | 0.7845 | 0.8514 | 0.96668 | 1 | 1 | 1 | 0.73059 | 0.18672 | 1.8083e-09 | 1.8083e-09 | 1.8083e-09 | 8.1973 | 20 | 163.9462 | 1
MN | hydrogen ct | Winter Peak | 1.8083e-09 | 1.8083e-09 | 1.8083e-09 | 1.8083e-09 | 1.8083e-09 | 1.8083e-09 | 1.8083e-09 | 1.8083e-09 | 1.8083e-09 | 1.8083e-09 | 1.8083e-09 | 1.8083e-09 | 1.8083e-09 | 1.8083e-09 | 1.8083e-09 | 1.8083e-09 | 1.8083e-09 | 1.8083e-09 | 1.8083e-09 | 1.8083e-09 | 1.8083e-09 | 1.8083e-09 | 1.8083e-09 | 1.8083e-09 | 4.3399e-08 | 12 | 5.2079e-07 | 1.8083e-09
MN | lignite ccs | Winter | 0.8 | 0.8 | 0.8 | 0.8 | 0.8 | 0.8 | 0.8 | 0.8 | 0.8 | 0.8 | 0.8 | 0.8 | 0.8 | 0.8 | 0.8 | 0.8 | 0.8 | 0.8 | 0.8 | 0.8 | 0.8 | 0.8 | 0.8 | 0.8 | 19.2 | 103 | 1977.6 | 0.8
MN | lignite ccs | Spring | 0.8 | 0.8 | 0.8 | 0.8 | 0.8 | 0.8 | 0.8 | 0.8 | 0.8 | 0.8 | 0.8 | 0.8 | 0.8 | 0.8 | 0.8 | 0.8 | 0.8 | 0.8 | 0.8 | 0.8 | 0.8 | 0.8 | 0.8 | 0.8 | 19.2 | 73 | 1401.6 | 0.8
MN | lignite ccs | Summer | 0.8 | 0.8 | 0.8 | 0.8 | 0.8 | 0.8 | 0.8 | 0.8 | 0.8 | 0.8 | 0.8 | 0.8 | 0.8 | 0.8 | 0.8 | 0.8 | 0.8 | 0.8 | 0.8 | 0.8 | 0.8 | 0.8 | 0.8 | 0.8 | 19.2 | 65 | 1248 | 0.8
MN | lignite ccs | Fall | 0.8 | 0.8 | 0.8 | 0.8 | 0.8 | 0.8 | 0.8 | 0.8 | 0.8 | 0.8 | 0.8 | 0.8 | 0.8 | 0.8 | 0.8 | 0.8 | 0.8 | 0.8 | 0.8 | 0.8 | 0.8 | 0.8 | 0.8 | 0.8 | 19.2 | 92 | 1766.4 | 0.8
MN | lignite ccs | Summer Peak | 0.8 | 0.8 | 0.8 | 0.8 | 0.8 | 0.8 | 0.8 | 0.8 | 0.8 | 0.8 | 0.8 | 0.8 | 0.8 | 0.8 | 0.8 | 0.8 | 0.8 | 0.8 | 0.8 | 0.8 | 0.8 | 0.8 | 0.8 | 0.8 | 19.2 | 20 | 384 | 0.8
MN | lignite ccs | Winter Peak | 0.8 | 0.8 | 0.8 | 0.8 | 0.8 | 0.8 | 0.8 | 0.8 | 0.8 | 0.8 | 0.8 | 0.8 | 0.8 | 0.8 | 0.8 | 0.8 | 0.8 | 0.8 | 0.8 | 0.8 | 0.8 | 0.8 | 0.8 | 0.8 | 19.2 | 12 | 230.4 | 0.8
MN | lignite | Winter | 0.638 | 0.638 | 0.638 | 0.638 | 0.638 | 0.638 | 0.638 | 0.638 | 0.638 | 0.638 | 0.638 | 0.638 | 0.638 | 0.638 | 0.638 | 0.638 | 0.638 | 0.638 | 0.638 | 0.638 | 0.638 | 0.638 | 0.638 | 0.638 | 15.312 | 103 | 1577.136 | 0.638
MN | lignite | Spring | 0.638 | 0.638 | 0.638 | 0.638 | 0.638 | 0.638 | 0.638 | 0.638 | 0.638 | 0.638 | 0.638 | 0.638 | 0.638 | 0.638 | 0.638 | 0.638 | 0.638 | 0.638 | 0.638 | 0.638 | 0.638 | 0.638 | 0.638 | 0.638 | 15.312 | 73 | 1117.776 | 0.638
MN | lignite | Summer | 0.638 | 0.638 | 0.638 | 0.638 | 0.638 | 0.638 | 0.638 | 0.638 | 0.638 | 0.638 | 0.638 | 0.638 | 0.638 | 0.638 | 0.638 | 0.638 | 0.638 | 0.638 | 0.638 | 0.638 | 0.638 | 0.638 | 0.638 | 0.638 | 15.312 | 65 | 995.28 | 0.638
MN | lignite | Fall | 0.638 | 0.638 | 0.638 | 0.638 | 0.638 | 0.638 | 0.638 | 0.638 | 0.638 | 0.638 | 0.638 | 0.638 | 0.638 | 0.638 | 0.638 | 0.638 | 0.638 | 0.638 | 0.638 | 0.638 | 0.638 | 0.638 | 0.638 | 0.638 | 15.312 | 92 | 1408.704 | 0.638
MN | lignite | Summer Peak | 0.638 | 0.638 | 0.638 | 0.638 | 0.638 | 0.638 | 0.638 | 0.638 | 0.638 | 0.638 | 0.638 | 0.638 | 0.638 | 0.638 | 0.638 | 0.638 | 0.638 | 0.638 | 0.638 | 0.638 | 0.638 | 0.638 | 0.638 | 0.638 | 15.312 | 20 | 306.24 | 0.638
MN | lignite | Winter Peak | 0.638 | 0.638 | 0.638 | 0.638 | 0.638 | 0.638 | 0.638 | 0.638 | 0.638 | 0.638 | 0.638 | 0.638 | 0.638 | 0.638 | 0.638 | 0.638 | 0.638 | 0.638 | 0.638 | 0.638 | 0.638 | 0.638 | 0.638 | 0.638 | 15.312 | 12 | 183.744 | 0.638
MN | municipal solid waste | Winter | 0.63018 | 0.62928 | 0.62899 | 0.635 | 0.63905 | 0.65285 | 0.67639 | 0.67986 | 0.68307 | 0.68806 | 0.68836 | 0.69325 | 0.69325 | 0.69325 | 0.69325 | 0.69614 | 0.69911 | 0.69941 | 0.69667 | 0.69454 | 0.67901 | 0.67615 | 0.64369 | 0.63049 | 16.1193 | 103 | 1660.287 | 0.69941
MN | municipal solid waste | Spring | 0.60411 | 0.59577 | 0.59357 | 0.59544 | 0.59931 | 0.61324 | 0.64946 | 0.6658 | 0.67851 | 0.68082 | 0.68276 | 0.68239 | 0.68316 | 0.68557 | 0.68557 | 0.68781 | 0.68947 | 0.69578 | 0.69803 | 0.69654 | 0.67749 | 0.66522 | 0.61708 | 0.60919 | 15.7321 | 73 | 1148.4412 | 0.69803
MN | municipal solid waste | Summer | 0.65846 | 0.65846 | 0.65846 | 0.65884 | 0.65961 | 0.66682 | 0.68847 | 0.69658 | 0.69658 | 0.69658 | 0.6988 | 0.69959 | 0.69921 | 0.69921 | 0.69921 | 0.69921 | 0.69921 | 0.7 | 0.7008 | 0.7008 | 0.69886 | 0.69463 | 0.67118 | 0.65622 | 16.4558 | 65 | 1069.6243 | 0.7008
MN | municipal solid waste | Fall | 0.61111 | 0.60634 | 0.60634 | 0.61001 | 0.61972 | 0.64833 | 0.66069 | 0.66717 | 0.69222 | 0.69222 | 0.69222 | 0.69497 | 0.69612 | 0.69784 | 0.69954 | 0.70009 | 0.70009 | 0.70009 | 0.69894 | 0.69667 | 0.66164 | 0.64598 | 0.62182 | 0.61598 | 15.9361 | 92 | 1466.1229 | 0.70009
MN | municipal solid waste | Summer Peak | 0.51266 | 0.51266 | 0.51266 | 0.51266 | 0.51266 | 0.51266 | 0.65126 | 0.70119 | 0.70119 | 0.70119 | 0.70119 | 0.70119 | 0.70119 | 0.70119 | 0.70119 | 0.70119 | 0.70119 | 0.70119 | 0.70119 | 0.70119 | 0.66765 | 0.66765 | 0.66765 | 0.63263 | 15.4782 | 20 | 309.5648 | 0.70119
MN | municipal solid waste | Winter Peak | 0.33383 | 0.33383 | 0.33383 | 0.33383 | 0.33383 | 0.33383 | 0.70119 | 0.70119 | 0.70119 | 0.63114 | 0.63114 | 0.63114 | 0.63114 | 0.63114 | 0.63114 | 0.63114 | 0.70119 | 0.70119 | 0.70119 | 0.70119 | 0.70119 | 0.70119 | 0.70119 | 0.70119 | 14.134 | 12 | 169.6079 | 0.70119
MN | natural gas peaker | Winter | 0.0081659 | 0.0081659 | 0.0081659 | 0.0081659 | 0.0081659 | 0.0081659 | 0.0081659 | 0.0081659 | 0.0081659 | 0.016205 | 0.067384 | 0.13773 | 0.25881 | 0.29201 | 0.32048 | 0.34357 | 0.3704 | 0.38005 | 0.34619 | 0.2083 | 0.089544 | 0.017072 | 0.017072 | 0.017072 | 2.9554 | 103 | 304.4037 | 0.38005
MN | natural gas peaker | Spring | 0.012393 | 0.012393 | 0.012393 | 0.012393 | 0.012393 | 0.012393 | 0.012393 | 0.012393 | 0.012393 | 0.012393 | 0.012393 | 0.037178 | 0.084431 | 0.12046 | 0.17521 | 0.19021 | 0.20503 | 0.24076 | 0.2406 | 0.16176 | 0.03816 | 0.011343 | 0.011343 | 0.011343 | 1.6642 | 73 | 121.4831 | 0.24076
MN | natural gas peaker | Summer | 1.8083e-09 | 1.8083e-09 | 1.8083e-09 | 1.8083e-09 | 1.8083e-09 | 1.8083e-09 | 1.8083e-09 | 1.8083e-09 | 1.8083e-09 | 1.8083e-09 | 0.012739 | 0.014513 | 0.051101 | 0.066987 | 0.10119 | 0.12609 | 0.13883 | 0.15243 | 0.13969 | 0.052562 | 0.025792 | 1.8083e-09 | 1.8083e-09 | 1.8083e-09 | 0.88192 | 65 | 57.3246 | 0.15243
MN | natural gas peaker | Fall | 0.0090005 | 0.0090005 | 0.0090005 | 0.0090005 | 0.0090005 | 0.0090005 | 0.0090005 | 0.0090005 | 0.0090005 | 0.0090005 | 0.050863 | 0.12133 | 0.20143 | 0.26105 | 0.27675 | 0.34308 | 0.37728 | 0.40424 | 0.38606 | 0.20997 | 0.04925 | 0.009975 | 0.009975 | 0.009975 | 2.8012 | 92 | 257.7128 | 0.40424
MN | natural gas peaker | Summer Peak | 0.046516 | 0.046516 | 0.046516 | 0.046516 | 0.046516 | 0.046516 | 0.046516 | 0.046516 | 0.046516 | 0.046516 | 0.14055 | 0.41944 | 0.65227 | 0.7845 | 0.8514 | 0.96668 | 1 | 1 | 1 | 0.73059 | 0.18672 | 1.8083e-09 | 1.8083e-09 | 1.8083e-09 | 8.1973 | 20 | 163.9462 | 1
MN | natural gas peaker | Winter Peak | 1.8083e-09 | 1.8083e-09 | 1.8083e-09 | 1.8083e-09 | 1.8083e-09 | 1.8083e-09 | 1.8083e-09 | 1.8083e-09 | 1.8083e-09 | 1.8083e-09 | 1.8083e-09 | 1.8083e-09 | 1.8083e-09 | 1.8083e-09 | 1.8083e-09 | 1.8083e-09 | 1.8083e-09 | 1.8083e-09 | 1.8083e-09 | 1.8083e-09 | 1.8083e-09 | 1.8083e-09 | 1.8083e-09 | 1.8083e-09 | 4.3399e-08 | 12 | 5.2079e-07 | 1.8083e-09
MN | nuclear | Winter | 0.80453 | 0.79409 | 0.79032 | 0.80559 | 0.81761 | 0.85805 | 0.88087 | 0.88347 | 0.88336 | 0.88347 | 0.88379 | 0.88883 | 0.88694 | 0.8823 | 0.87531 | 0.88104 | 0.88572 | 0.89238 | 0.89389 | 0.89289 | 0.88779 | 0.87576 | 0.84262 | 0.80812 | 20.6788 | 103 | 2129.9115 | 0.89389
MN | nuclear | Spring | 0.78946 | 0.78429 | 0.78414 | 0.79202 | 0.81855 | 0.84339 | 0.86866 | 0.8733 | 0.88448 | 0.89021 | 0.89128 | 0.89045 | 0.88874 | 0.89014 | 0.89147 | 0.89389 | 0.89389 | 0.89021 | 0.89098 | 0.88858 | 0.87919 | 0.87919 | 0.85987 | 0.83675 | 20.6931 | 73 | 1510.5988 | 0.89389
MN | nuclear | Summer | 0.73243 | 0.70531 | 0.68745 | 0.68708 | 0.7017 | 0.77874 | 0.82889 | 0.83897 | 0.85778 | 0.86245 | 0.8619 | 0.85576 | 0.84236 | 0.82812 | 0.82628 | 0.83143 | 0.86229 | 0.88697 | 0.8937 | 0.88855 | 0.87629 | 0.83459 | 0.79549 | 0.76785 | 19.5324 | 65 | 1269.6041 | 0.8937
MN | nuclear | Fall | 0.87281 | 0.87928 | 0.88452 | 0.88924 | 0.89389 | 0.89097 | 0.89097 | 0.89389 | 0.89389 | 0.89389 | 0.89389 | 0.89389 | 0.89389 | 0.89389 | 0.89389 | 0.89389 | 0.89389 | 0.89389 | 0.89389 | 0.89389 | 0.89388 | 0.88818 | 0.88514 | 0.87645 | 21.3658 | 92 | 1965.6552 | 0.89389
MN | nuclear | Summer Peak | 0.89389 | 0.89389 | 0.89389 | 0.89389 | 0.89389 | 0.89389 | 0.89389 | 0.89389 | 0.89389 | 0.89389 | 0.89389 | 0.89389 | 0.89389 | 0.89389 | 0.89389 | 0.89389 | 0.89389 | 0.89389 | 0.89389 | 0.89389 | 0.89389 | 0.89389 | 0.89349 | 0.86805 | 21.427 | 20 | 428.5403 | 0.89389
MN | nuclear | Winter Peak | 0.89389 | 0.89389 | 0.89389 | 0.89389 | 0.89389 | 0.89389 | 0.89389 | 0.89389 | 0.89389 | 0.89389 | 0.89389 | 0.89389 | 0.89389 | 0.89389 | 0.89389 | 0.89389 | 0.89389 | 0.89389 | 0.89389 | 0.89389 | 0.89389 | 0.89389 | 0.89389 | 0.88414 | 21.4435 | 12 | 257.322 | 0.89389
MN | offshore wind | Winter | 0.45673 | 0.45296 | 0.45097 | 0.4489 | 0.44841 | 0.4501 | 0.45644 | 0.46004 | 0.46054 | 0.44663 | 0.42696 | 0.40907 | 0.39785 | 0.39528 | 0.39698 | 0.40513 | 0.42468 | 0.44766 | 0.45731 | 0.4648 | 0.46422 | 0.46273 | 0.45851 | 0.44708 | 10.59 | 103 | 1090.7679 | 0.4648
MN | offshore wind | Spring | 0.44472 | 0.43504 | 0.43018 | 0.42314 | 0.4119 | 0.39669 | 0.38665 | 0.37127 | 0.3456 | 0.32681 | 0.31325 | 0.30347 | 0.30782 | 0.31905 | 0.3249 | 0.33608 | 0.35787 | 0.38535 | 0.40885 | 0.43556 | 0.4543 | 0.45487 | 0.45932 | 0.45564 | 9.2883 | 73 | 678.0461 | 0.45932
MN | offshore wind | Summer | 0.28736 | 0.28944 | 0.29283 | 0.2879 | 0.28008 | 0.26907 | 0.2514 | 0.23027 | 0.21122 | 0.19163 | 0.1832 | 0.18325 | 0.17597 | 0.17542 | 0.18057 | 0.19283 | 0.21177 | 0.22655 | 0.24067 | 0.26223 | 0.25774 | 0.25545 | 0.25687 | 0.26289 | 5.6566 | 65 | 367.6787 | 0.29283
MN | offshore wind | Fall | 0.39945 | 0.40031 | 0.39867 | 0.39313 | 0.39477 | 0.39571 | 0.40203 | 0.40656 | 0.40312 | 0.39165 | 0.37299 | 0.36042 | 0.35176 | 0.34653 | 0.3498 | 0.3612 | 0.374 | 0.39329 | 0.40898 | 0.43052 | 0.45652 | 0.45589 | 0.44863 | 0.43021 | 9.5262 | 92 | 876.4059 | 0.45652
MN | offshore wind | Summer Peak | 0.31333 | 0.32286 | 0.35143 | 0.34476 | 0.32667 | 0.3181 | 0.30762 | 0.28857 | 0.2581 | 0.24667 | 0.2619 | 0.25524 | 0.24 | 0.20952 | 0.2219 | 0.24 | 0.28857 | 0.27333 | 0.26381 | 0.3181 | 0.34952 | 0.3781 | 0.45048 | 0.49905 | 7.3276 | 20 | 146.5524 | 0.49905
MN | offshore wind | Winter Peak | 0.65429 | 0.65143 | 0.6581 | 0.67238 | 0.69619 | 0.72857 | 0.76952 | 0.82095 | 0.84 | 0.78762 | 0.75238 | 0.74 | 0.72952 | 0.7581 | 0.78286 | 0.79905 | 0.82857 | 0.84571 | 0.85429 | 0.85048 | 0.84762 | 0.83905 | 0.83238 | 0.81048 | 18.5495 | 12 | 222.5943 | 0.85429
MN | onshore wind | Winter | 0.43768 | 0.43531 | 0.43718 | 0.43655 | 0.43314 | 0.41864 | 0.38532 | 0.35661 | 0.33538 | 0.31305 | 0.30543 | 0.30908 | 0.31888 | 0.33024 | 0.34984 | 0.37281 | 0.39875 | 0.42343 | 0.46238 | 0.50139 | 0.51596 | 0.51883 | 0.51253 | 0.50393 | 9.8123 | 103 | 1010.6706 | 0.51883
MN | onshore wind | Spring | 0.52623 | 0.52243 | 0.5085 | 0.50699 | 0.50114 | 0.47327 | 0.41249 | 0.35223 | 0.28299 | 0.22711 | 0.21421 | 0.21288 | 0.21545 | 0.21717 | 0.21943 | 0.2308 | 0.25714 | 0.30417 | 0.3539 | 0.40449 | 0.42675 | 0.43463 | 0.43498 | 0.43556 | 8.6749 | 73 | 633.2709 | 0.52623
MN | onshore wind | Summer | 0.60795 | 0.61516 | 0.627 | 0.63688 | 0.63887 | 0.63839 | 0.5931 | 0.53709 | 0.51628 | 0.5264 | 0.54099 | 0.55783 | 0.57152 | 0.58195 | 0.59455 | 0.60125 | 0.5964 | 0.58477 | 0.61739 | 0.64029 | 0.64265 | 0.63506 | 0.61955 | 0.6012 | 14.3225 | 65 | 930.9645 | 0.64265
MN | onshore wind | Fall | 0.25384 | 0.23231 | 0.21389 | 0.20158 | 0.19452 | 0.18283 | 0.16241 | 0.13748 | 0.10521 | 0.079808 | 0.069137 | 0.065753 | 0.06545 | 0.067027 | 0.073649 | 0.089684 | 0.12044 | 0.15843 | 0.19358 | 0.22708 | 0.24988 | 0.26463 | 0.27185 | 0.27093 | 3.9514 | 92 | 363.5267 | 0.27185
MN | onshore wind | Summer Peak | 0.19115 | 0.18363 | 0.16665 | 0.16024 | 0.15436 | 0.14913 | 0.10539 | 0.058845 | 0.048776 | 0.051802 | 0.05119 | 0.049179 | 0.050058 | 0.050653 | 0.061404 | 0.071817 | 0.072238 | 0.080749 | 0.098467 | 0.132 | 0.15562 | 0.17479 | 0.17946 | 0.18487 | 2.6825 | 20 | 53.6493 | 0.19115
MN | onshore wind | Winter Peak | 0.27838 | 0.24212 | 0.20666 | 0.17499 | 0.14879 | 0.12832 | 0.11112 | 0.098698 | 0.075636 | 0.04703 | 0.026758 | 0.016406 | 0.015968 | 0.018182 | 0.025758 | 0.040221 | 0.064164 | 0.08778 | 0.10877 | 0.12929 | 0.15399 | 0.17506 | 0.20283 | 0.2249 | 2.8018 | 12 | 33.622 | 0.27838
MN | petroleum | Winter | 0.0081659 | 0.0081659 | 0.0081659 | 0.0081659 | 0.0081659 | 0.0081659 | 0.0081659 | 0.0081659 | 0.0081659 | 0.016205 | 0.067384 | 0.13773 | 0.25881 | 0.29201 | 0.32048 | 0.34357 | 0.3704 | 0.38005 | 0.34619 | 0.2083 | 0.089544 | 0.017072 | 0.017072 | 0.017072 | 2.9554 | 103 | 304.4037 | 0.38005
MN | petroleum | Spring | 0.012393 | 0.012393 | 0.012393 | 0.012393 | 0.012393 | 0.012393 | 0.012393 | 0.012393 | 0.012393 | 0.012393 | 0.012393 | 0.037178 | 0.084431 | 0.12046 | 0.17521 | 0.19021 | 0.20503 | 0.24076 | 0.2406 | 0.16176 | 0.03816 | 0.011343 | 0.011343 | 0.011343 | 1.6642 | 73 | 121.4831 | 0.24076
MN | petroleum | Summer | 1.8083e-09 | 1.8083e-09 | 1.8083e-09 | 1.8083e-09 | 1.8083e-09 | 1.8083e-09 | 1.8083e-09 | 1.8083e-09 | 1.8083e-09 | 1.8083e-09 | 0.012739 | 0.014513 | 0.051101 | 0.066987 | 0.10119 | 0.12609 | 0.13883 | 0.15243 | 0.13969 | 0.052562 | 0.025792 | 1.8083e-09 | 1.8083e-09 | 1.8083e-09 | 0.88192 | 65 | 57.3246 | 0.15243
MN | petroleum | Fall | 0.0090005 | 0.0090005 | 0.0090005 | 0.0090005 | 0.0090005 | 0.0090005 | 0.0090005 | 0.0090005 | 0.0090005 | 0.0090005 | 0.050863 | 0.12133 | 0.20143 | 0.26105 | 0.27675 | 0.34308 | 0.37728 | 0.40424 | 0.38606 | 0.20997 | 0.04925 | 0.009975 | 0.009975 | 0.009975 | 2.8012 | 92 | 257.7128 | 0.40424
MN | petroleum | Summer Peak | 0.046516 | 0.046516 | 0.046516 | 0.046516 | 0.046516 | 0.046516 | 0.046516 | 0.046516 | 0.046516 | 0.046516 | 0.14055 | 0.41944 | 0.65227 | 0.7845 | 0.8514 | 0.96668 | 1 | 1 | 1 | 0.73059 | 0.18672 | 1.8083e-09 | 1.8083e-09 | 1.8083e-09 | 8.1973 | 20 | 163.9462 | 1
MN | petroleum | Winter Peak | 1.8083e-09 | 1.8083e-09 | 1.8083e-09 | 1.8083e-09 | 1.8083e-09 | 1.8083e-09 | 1.8083e-09 | 1.8083e-09 | 1.8083e-09 | 1.8083e-09 | 1.8083e-09 | 1.8083e-09 | 1.8083e-09 | 1.8083e-09 | 1.8083e-09 | 1.8083e-09 | 1.8083e-09 | 1.8083e-09 | 1.8083e-09 | 1.8083e-09 | 1.8083e-09 | 1.8083e-09 | 1.8083e-09 | 1.8083e-09 | 4.3399e-08 | 12 | 5.2079e-07 | 1.8083e-09
MN | pumped hydro | Winter | 0.050786 | 0.031782 | 0.011015 | 0.0036035 | 0.0015851 | 0.005556 | 0.040084 | 0.033931 | 0.015151 | 0.0089085 | 0.0017651 | 0.0025064 | 0.0017282 | 0.0011129 | 0.0006206 | 0.00067935 | 0.0057153 | 0.12696 | 0.27549 | 0.26941 | 0.19322 | 0.12361 | 0.087958 | 0.059443 | 1.3526 | 103 | 139.3201 | 0.27549
MN | pumped hydro | Spring | 0.13406 | 0.089046 | 0.043601 | 0.027674 | 0.022308 | 0.021574 | 0.03002 | 0.021769 | 0.01624 | 0.0019417 | 0.0019339 | 0.0016268 | 0.0017358 | 0.0033852 | 0.0067275 | 0.010701 | 0.041979 | 0.14699 | 0.34078 | 0.37694 | 0.3594 | 0.20445 | 0.15713 | 0.1425 | 2.2045 | 73 | 160.9292 | 0.37694
MN | pumped hydro | Summer | 0.088023 | 0.039339 | 0.016514 | 0.0093124 | 0.0054294 | 0.0038308 | 0.0031176 | 0.0012654 | 0.00015248 | 2.3472e-05 | 0.00083549 | 0.022595 | 0.10315 | 0.18902 | 0.2678 | 0.35551 | 0.45477 | 0.53128 | 0.58425 | 0.58312 | 0.54844 | 0.32976 | 0.16117 | 0.12689 | 4.4256 | 65 | 287.6641 | 0.58425
MN | pumped hydro | Fall | 0.087977 | 0.062359 | 0.024155 | 0.0062008 | 0.0025893 | 0.0017164 | 0.0023704 | 0.0063496 | 0.0078345 | 0.00033795 | 0.00071655 | 0.00089718 | 0.0046131 | 0.012083 | 0.021131 | 0.03584 | 0.098139 | 0.31041 | 0.39754 | 0.41951 | 0.24537 | 0.15513 | 0.1382 | 0.11573 | 2.1572 | 92 | 198.4626 | 0.41951
MN | pumped hydro | Summer Peak | 0.13154 | 0.040447 | 0 | 0 | 0 | 0 | 0 | 0 | 0 | 0.00043189 | 0.0018473 | 0.083516 | 0.34412 | 0.45311 | 0.54917 | 0.60615 | 0.63472 | 0.64234 | 0.639 | 0.63262 | 0.72697 | 0.67088 | 0.19429 | 0.14993 | 6.5011 | 20 | 130.0215 | 0.72697
MN | pumped hydro | Winter Peak | 0.0047638 | 0.0026573 | 0.0018473 | 0.0018473 | 0 | 0.094888 | 0.19155 | 0.14615 | 0.0043146 | 0.012964 | 0.003345 | 0.0052486 | 0.0036945 | 0 | 0 | 0 | 0.0048896 | 0.20752 | 0.3746 | 0.38504 | 0.33367 | 0.19894 | 0.069298 | 0.020111 | 2.0674 | 12 | 24.8083 | 0.38504
MN | smr | Winter | 0.97296 | 0.97296 | 0.97296 | 0.97296 | 0.97296 | 0.97296 | 0.97296 | 0.97296 | 0.97296 | 0.97296 | 0.97296 | 0.97296 | 0.97296 | 0.97296 | 0.97296 | 0.97296 | 0.97296 | 0.97296 | 0.97296 | 0.97296 | 0.97296 | 0.97296 | 0.97296 | 0.97296 | 23.3509 | 103 | 2405.1478 | 0.97296
MN | smr | Spring | 0.97296 | 0.97296 | 0.97296 | 0.97296 | 0.97296 | 0.97296 | 0.97296 | 0.97296 | 0.97296 | 0.97296 | 0.97296 | 0.97296 | 0.97296 | 0.97296 | 0.97296 | 0.97296 | 0.97296 | 0.97296 | 0.97296 | 0.97296 | 0.97296 | 0.97296 | 0.97296 | 0.97296 | 23.3509 | 73 | 1704.6193 | 0.97296
MN | smr | Summer | 0.97296 | 0.97296 | 0.97296 | 0.97296 | 0.97296 | 0.97296 | 0.97296 | 0.97296 | 0.97296 | 0.97296 | 0.97296 | 0.97296 | 0.97296 | 0.97296 | 0.97296 | 0.97296 | 0.97296 | 0.97296 | 0.97296 | 0.97296 | 0.97296 | 0.97296 | 0.97296 | 0.97296 | 23.3509 | 65 | 1517.8117 | 0.97296
MN | smr | Fall | 0.97296 | 0.97296 | 0.97296 | 0.97296 | 0.97296 | 0.97296 | 0.97296 | 0.97296 | 0.97296 | 0.97296 | 0.97296 | 0.97296 | 0.97296 | 0.97296 | 0.97296 | 0.97296 | 0.97296 | 0.97296 | 0.97296 | 0.97296 | 0.97296 | 0.97296 | 0.97296 | 0.97296 | 23.3509 | 92 | 2148.2874 | 0.97296
MN | smr | Summer Peak | 0.97296 | 0.97296 | 0.97296 | 0.97296 | 0.97296 | 0.97296 | 0.97296 | 0.97296 | 0.97296 | 0.97296 | 0.97296 | 0.97296 | 0.97296 | 0.97296 | 0.97296 | 0.97296 | 0.97296 | 0.97296 | 0.97296 | 0.97296 | 0.97296 | 0.97296 | 0.97296 | 0.97296 | 23.3509 | 20 | 467.019 | 0.97296
MN | smr | Winter Peak | 0.97296 | 0.97296 | 0.97296 | 0.97296 | 0.97296 | 0.97296 | 0.97296 | 0.97296 | 0.97296 | 0.97296 | 0.97296 | 0.97296 | 0.97296 | 0.97296 | 0.97296 | 0.97296 | 0.97296 | 0.97296 | 0.97296 | 0.97296 | 0.97296 | 0.97296 | 0.97296 | 0.97296 | 23.3509 | 12 | 280.2114 | 0.97296
MN | solar pv dist | Winter | 0 | 0 | 0 | 0 | 0.0020435 | 0.010599 | 0.13605 | 0.21642 | 0.27759 | 0.30854 | 0.32044 | 0.3151 | 0.31414 | 0.43845 | 0.4071 | 0.30544 | 0.18733 | 0.097131 | 0.018005 | 2.3735e-05 | 0 | 0 | 0 | 0 | 3.3544 | 103 | 345.5024 | 0.43845
MN | solar pv dist | Spring | 0 | 0 | 0 | 0 | 0.0021258 | 0.010642 | 0.15725 | 0.26567 | 0.34708 | 0.36515 | 0.36054 | 0.36531 | 0.36955 | 0.51964 | 0.48172 | 0.3539 | 0.20776 | 0.10499 | 0.019444 | 3.9868e-05 | 0 | 0 | 0 | 0 | 3.9308 | 73 | 286.9497 | 0.51964
MN | solar pv dist | Summer | 0 | 0 | 0 | 0 | 0.0021689 | 0.012308 | 0.19547 | 0.29553 | 0.35641 | 0.37087 | 0.35972 | 0.35248 | 0.36003 | 0.49643 | 0.47784 | 0.38205 | 0.24253 | 0.13498 | 0.018603 | 7.164e-06 | 0 | 0 | 0 | 0 | 4.0574 | 65 | 263.7332 | 0.49643
MN | solar pv dist | Fall | 0 | 0 | 0 | 0 | 0.0022334 | 0.0098952 | 0.14883 | 0.24998 | 0.32074 | 0.32979 | 0.3136 | 0.31649 | 0.31639 | 0.46985 | 0.43824 | 0.31962 | 0.17244 | 0.084128 | 0.015607 | 1.645e-05 | 0 | 0 | 0 | 0 | 3.5078 | 92 | 322.7207 | 0.46985
MN | solar pv dist | Summer Peak | 0 | 0 | 0 | 0 | 0.0043015 | 0.02865 | 0.32384 | 0.37887 | 0.41083 | 0.43292 | 0.43491 | 0.4302 | 0.43728 | 0.54754 | 0.52571 | 0.49806 | 0.4229 | 0.23298 | 0.049005 | 3.4924e-05 | 0 | 0 | 0 | 0 | 5.158 | 20 | 103.1604 | 0.54754
MN | solar pv dist | Winter Peak | 0 | 0 | 0 | 0 | 0 | 0 | 0.003376 | 0.067792 | 0.18874 | 0.22062 | 0.17333 | 0.17956 | 0.17905 | 0.28342 | 0.22252 | 0.1116 | 0.0146 | 0 | 0 | 0 | 0 | 0 | 0 | 0 | 1.6446 | 12 | 19.7352 | 0.28342
MN | solar pv | Winter | 0 | 0 | 0 | 0 | 0.0032856 | 0.049282 | 0.13267 | 0.22523 | 0.32639 | 0.37631 | 0.38521 | 0.38388 | 0.38813 | 0.39352 | 0.38007 | 0.30563 | 0.1997 | 0.1018 | 0.026222 | 1.6584e-06 | 0 | 0 | 0 | 0 | 3.6773 | 103 | 378.7663 | 0.39352
MN | solar pv | Spring | 0 | 0 | 0 | 0 | 0.0034146 | 0.056456 | 0.15986 | 0.28967 | 0.402 | 0.43765 | 0.43655 | 0.43594 | 0.44234 | 0.44972 | 0.44019 | 0.35864 | 0.22995 | 0.10909 | 0.026557 | 3.2175e-06 | 0 | 0 | 0 | 0 | 4.278 | 73 | 312.2972 | 0.44972
MN | solar pv | Summer | 0 | 0 | 0 | 0 | 0.0033181 | 0.060092 | 0.19653 | 0.34341 | 0.43439 | 0.4681 | 0.46915 | 0.46612 | 0.46814 | 0.46574 | 0.46364 | 0.40957 | 0.291 | 0.12534 | 0.023466 | 0 | 0 | 0 | 0 | 0 | 4.688 | 65 | 304.7211 | 0.46915
MN | solar pv | Fall | 0 | 0 | 0 | 0 | 0.0035577 | 0.044455 | 0.13503 | 0.24247 | 0.34393 | 0.37756 | 0.37033 | 0.36942 | 0.37809 | 0.38751 | 0.38329 | 0.31129 | 0.18671 | 0.086839 | 0.021417 | 1.1605e-06 | 0 | 0 | 0 | 0 | 3.6419 | 92 | 335.0535 | 0.38751
MN | solar pv | Summer Peak | 0 | 0 | 0 | 0 | 0.0068733 | 0.13451 | 0.35401 | 0.47085 | 0.51307 | 0.52595 | 0.52612 | 0.52516 | 0.51258 | 0.51075 | 0.5166 | 0.50766 | 0.45837 | 0.28686 | 0.073577 | 1.0676e-06 | 0 | 0 | 0 | 0 | 5.9229 | 20 | 118.4587 | 0.52612
MN | solar pv | Winter Peak | 0 | 0 | 0 | 0 | 0 | 0 | 0.00075623 | 0.021397 | 0.12758 | 0.17659 | 0.16889 | 0.17904 | 0.18937 | 0.17826 | 0.16699 | 0.1146 | 0.030799 | 0 | 0 | 0 | 0 | 0 | 0 | 0 | 1.3543 | 12 | 16.2513 | 0.18937
MN | solar thermal | Winter | 0 | 0 | 0 | 0 | 0 | 0 | 0 | 0 | 0 | 0.08597 | 0.37963 | 0.49887 | 0.49723 | 0.48344 | 0.47116 | 0.48279 | 0.49202 | 0.44649 | 0.21282 | 0.015243 | 0 | 0 | 0 | 0 | 4.0657 | 103 | 418.7635 | 0.49887
MN | solar thermal | Spring | 0 | 0 | 0 | 0 | 0 | 0 | 0 | 0.0076376 | 0.18687 | 0.48014 | 0.63047 | 0.67382 | 0.67706 | 0.67418 | 0.66674 | 0.6665 | 0.66683 | 0.64842 | 0.56803 | 0.30656 | 0.039289 | 0 | 0 | 0 | 6.8926 | 73 | 503.1571 | 0.67706
MN | solar thermal | Summer | 0 | 0 | 0 | 0 | 0 | 0 | 0 | 0.024165 | 0.27576 | 0.51489 | 0.59949 | 0.63012 | 0.63917 | 0.63842 | 0.63267 | 0.62353 | 0.61338 | 0.59439 | 0.54207 | 0.40006 | 0.11962 | 2.6056e-06 | 0 | 0 | 6.8477 | 65 | 445.102 | 0.63917
MN | solar thermal | Fall | 0 | 0 | 0 | 0 | 0 | 0 | 0 | 0 | 0.054994 | 0.36422 | 0.55217 | 0.58569 | 0.57826 | 0.56812 | 0.56341 | 0.56827 | 0.56955 | 0.52878 | 0.35579 | 0.077412 | 3.2207e-05 | 0 | 0 | 0 | 5.3667 | 92 | 493.7359 | 0.58569
MN | solar thermal | Summer Peak | 0 | 0 | 0 | 0 | 0 | 0 | 0 | 0.027732 | 0.38084 | 0.62249 | 0.69231 | 0.71807 | 0.7248 | 0.72465 | 0.72329 | 0.72571 | 0.72389 | 0.71218 | 0.67311 | 0.55977 | 0.22117 | 0 | 0 | 0 | 8.23 | 20 | 164.6003 | 0.72571
MN | solar thermal | Winter Peak | 0 | 0 | 0 | 0 | 0 | 0 | 0 | 0 | 0 | 0.0026447 | 0.27588 | 0.35613 | 0.39021 | 0.41121 | 0.42512 | 0.48557 | 0.52766 | 0.49305 | 0.19344 | 0 | 0 | 0 | 0 | 0 | 3.5609 | 12 | 42.7308 | 0.52766
MN | natural gas steam turbine | Winter | 0.1721 | 0.1721 | 0.1721 | 0.1721 | 0.1721 | 0.1721 | 0.1721 | 0.1721 | 0.1721 | 0.1721 | 0.1721 | 0.1721 | 0.1721 | 0.1721 | 0.1721 | 0.1721 | 0.1721 | 0.1721 | 0.1721 | 0.1721 | 0.1721 | 0.1721 | 0.1721 | 0.1721 | 4.1304 | 103 | 425.4312 | 0.1721
MN | natural gas steam turbine | Spring | 0.1721 | 0.1721 | 0.1721 | 0.1721 | 0.1721 | 0.1721 | 0.1721 | 0.1721 | 0.1721 | 0.1721 | 0.1721 | 0.1721 | 0.1721 | 0.1721 | 0.1721 | 0.1721 | 0.1721 | 0.1721 | 0.1721 | 0.1721 | 0.1721 | 0.1721 | 0.1721 | 0.1721 | 4.1304 | 73 | 301.5192 | 0.1721
MN | natural gas steam turbine | Summer | 0.1721 | 0.1721 | 0.1721 | 0.1721 | 0.1721 | 0.1721 | 0.1721 | 0.1721 | 0.1721 | 0.1721 | 0.1721 | 0.1721 | 0.1721 | 0.1721 | 0.1721 | 0.1721 | 0.1721 | 0.1721 | 0.1721 | 0.1721 | 0.1721 | 0.1721 | 0.1721 | 0.1721 | 4.1304 | 65 | 268.476 | 0.1721
MN | natural gas steam turbine | Fall | 0.1721 | 0.1721 | 0.1721 | 0.1721 | 0.1721 | 0.1721 | 0.1721 | 0.1721 | 0.1721 | 0.1721 | 0.1721 | 0.1721 | 0.1721 | 0.1721 | 0.1721 | 0.1721 | 0.1721 | 0.1721 | 0.1721 | 0.1721 | 0.1721 | 0.1721 | 0.1721 | 0.1721 | 4.1304 | 92 | 379.9968 | 0.1721
MN | natural gas steam turbine | Summer Peak | 0.1721 | 0.1721 | 0.1721 | 0.1721 | 0.1721 | 0.1721 | 0.1721 | 0.1721 | 0.1721 | 0.1721 | 0.1721 | 0.1721 | 0.1721 | 0.1721 | 0.1721 | 0.1721 | 0.1721 | 0.1721 | 0.1721 | 0.1721 | 0.1721 | 0.1721 | 0.1721 | 0.1721 | 4.1304 | 20 | 82.608 | 0.1721
MN | natural gas steam turbine | Winter Peak | 0.1721 | 0.1721 | 0.1721 | 0.1721 | 0.1721 | 0.1721 | 0.1721 | 0.1721 | 0.1721 | 0.1721 | 0.1721 | 0.1721 | 0.1721 | 0.1721 | 0.1721 | 0.1721 | 0.1721 | 0.1721 | 0.1721 | 0.1721 | 0.1721 | 0.1721 | 0.1721 | 0.1721 | 4.1304 | 12 | 49.5648 | 0.1721
MO | biomass ccs | Winter | 0.8 | 0.8 | 0.8 | 0.8 | 0.8 | 0.8 | 0.8 | 0.8 | 0.8 | 0.8 | 0.8 | 0.8 | 0.8 | 0.8 | 0.8 | 0.8 | 0.8 | 0.8 | 0.8 | 0.8 | 0.8 | 0.8 | 0.8 | 0.8 | 19.2 | 87 | 1670.4 | 0.8
MO | biomass ccs | Spring | 0.8 | 0.8 | 0.8 | 0.8 | 0.8 | 0.8 | 0.8 | 0.8 | 0.8 | 0.8 | 0.8 | 0.8 | 0.8 | 0.8 | 0.8 | 0.8 | 0.8 | 0.8 | 0.8 | 0.8 | 0.8 | 0.8 | 0.8 | 0.8 | 19.2 | 63 | 1209.6 | 0.8
MO | biomass ccs | Summer | 0.8 | 0.8 | 0.8 | 0.8 | 0.8 | 0.8 | 0.8 | 0.8 | 0.8 | 0.8 | 0.8 | 0.8 | 0.8 | 0.8 | 0.8 | 0.8 | 0.8 | 0.8 | 0.8 | 0.8 | 0.8 | 0.8 | 0.8 | 0.8 | 19.2 | 79 | 1516.8 | 0.8
MO | biomass ccs | Fall | 0.8 | 0.8 | 0.8 | 0.8 | 0.8 | 0.8 | 0.8 | 0.8 | 0.8 | 0.8 | 0.8 | 0.8 | 0.8 | 0.8 | 0.8 | 0.8 | 0.8 | 0.8 | 0.8 | 0.8 | 0.8 | 0.8 | 0.8 | 0.8 | 19.2 | 112 | 2150.4 | 0.8
MO | biomass ccs | Summer Peak | 0.8 | 0.8 | 0.8 | 0.8 | 0.8 | 0.8 | 0.8 | 0.8 | 0.8 | 0.8 | 0.8 | 0.8 | 0.8 | 0.8 | 0.8 | 0.8 | 0.8 | 0.8 | 0.8 | 0.8 | 0.8 | 0.8 | 0.8 | 0.8 | 19.2 | 6 | 115.2 | 0.8
MO | biomass ccs | Winter Peak | 0.8 | 0.8 | 0.8 | 0.8 | 0.8 | 0.8 | 0.8 | 0.8 | 0.8 | 0.8 | 0.8 | 0.8 | 0.8 | 0.8 | 0.8 | 0.8 | 0.8 | 0.8 | 0.8 | 0.8 | 0.8 | 0.8 | 0.8 | 0.8 | 19.2 | 18 | 345.6 | 0.8
MO | biomass | Winter | 0.45325 | 0.45243 | 0.45243 | 0.45243 | 0.45466 | 0.46386 | 0.48449 | 0.49493 | 0.50935 | 0.51872 | 0.52344 | 0.52485 | 0.52617 | 0.52617 | 0.52708 | 0.53073 | 0.53164 | 0.53255 | 0.53181 | 0.53106 | 0.52758 | 0.52253 | 0.48681 | 0.47563 | 12.0346 | 87 | 1047.0108 | 0.53255
MO | biomass | Spring | 0.51344 | 0.51344 | 0.51344 | 0.51619 | 0.51893 | 0.52465 | 0.52992 | 0.53118 | 0.53243 | 0.53243 | 0.53243 | 0.53243 | 0.53243 | 0.53243 | 0.53243 | 0.53243 | 0.53243 | 0.53243 | 0.5314 | 0.53038 | 0.5266 | 0.52385 | 0.50829 | 0.50589 | 12.6119 | 63 | 794.5523 | 0.53243
MO | biomass | Summer | 0.51166 | 0.51065 | 0.51065 | 0.50983 | 0.50983 | 0.51357 | 0.52562 | 0.52963 | 0.52963 | 0.53082 | 0.53264 | 0.53264 | 0.53264 | 0.53264 | 0.53264 | 0.53264 | 0.53346 | 0.53264 | 0.53182 | 0.531 | 0.52881 | 0.52498 | 0.50563 | 0.49879 | 12.5649 | 79 | 992.6262 | 0.53346
MO | biomass | Fall | 0.44824 | 0.44824 | 0.4467 | 0.44721 | 0.45269 | 0.46652 | 0.48004 | 0.49085 | 0.50141 | 0.50843 | 0.51319 | 0.51518 | 0.51576 | 0.5186 | 0.52278 | 0.52819 | 0.53089 | 0.53218 | 0.53063 | 0.53005 | 0.51647 | 0.50579 | 0.468 | 0.45726 | 11.8753 | 112 | 1330.0354 | 0.53218
MO | biomass | Summer Peak | 0.52265 | 0.52265 | 0.52265 | 0.52265 | 0.52265 | 0.52265 | 0.53346 | 0.53346 | 0.53346 | 0.53346 | 0.53346 | 0.53346 | 0.53346 | 0.53346 | 0.53346 | 0.53346 | 0.53346 | 0.53346 | 0.53346 | 0.53346 | 0.53346 | 0.53346 | 0.53346 | 0.53346 | 12.7383 | 6 | 76.4296 | 0.53346
MO | biomass | Winter Peak | 0.51584 | 0.51584 | 0.51945 | 0.52545 | 0.52545 | 0.52986 | 0.53346 | 0.53346 | 0.53346 | 0.53346 | 0.53346 | 0.53346 | 0.53346 | 0.53346 | 0.53346 | 0.53346 | 0.53346 | 0.53346 | 0.53346 | 0.53346 | 0.53346 | 0.53346 | 0.52225 | 0.51584 | 12.7054 | 18 | 228.6977 | 0.53346
MO | natural gas combined cycle ccs | Winter | 0.8 | 0.8 | 0.8 | 0.8 | 0.8 | 0.8 | 0.8 | 0.8 | 0.8 | 0.8 | 0.8 | 0.8 | 0.8 | 0.8 | 0.8 | 0.8 | 0.8 | 0.8 | 0.8 | 0.8 | 0.8 | 0.8 | 0.8 | 0.8 | 19.2 | 87 | 1670.4 | 0.8
MO | natural gas combined cycle ccs | Spring | 0.8 | 0.8 | 0.8 | 0.8 | 0.8 | 0.8 | 0.8 | 0.8 | 0.8 | 0.8 | 0.8 | 0.8 | 0.8 | 0.8 | 0.8 | 0.8 | 0.8 | 0.8 | 0.8 | 0.8 | 0.8 | 0.8 | 0.8 | 0.8 | 19.2 | 63 | 1209.6 | 0.8
MO | natural gas combined cycle ccs | Summer | 0.8 | 0.8 | 0.8 | 0.8 | 0.8 | 0.8 | 0.8 | 0.8 | 0.8 | 0.8 | 0.8 | 0.8 | 0.8 | 0.8 | 0.8 | 0.8 | 0.8 | 0.8 | 0.8 | 0.8 | 0.8 | 0.8 | 0.8 | 0.8 | 19.2 | 79 | 1516.8 | 0.8
MO | natural gas combined cycle ccs | Fall | 0.8 | 0.8 | 0.8 | 0.8 | 0.8 | 0.8 | 0.8 | 0.8 | 0.8 | 0.8 | 0.8 | 0.8 | 0.8 | 0.8 | 0.8 | 0.8 | 0.8 | 0.8 | 0.8 | 0.8 | 0.8 | 0.8 | 0.8 | 0.8 | 19.2 | 112 | 2150.4 | 0.8
MO | natural gas combined cycle ccs | Summer Peak | 0.8 | 0.8 | 0.8 | 0.8 | 0.8 | 0.8 | 0.8 | 0.8 | 0.8 | 0.8 | 0.8 | 0.8 | 0.8 | 0.8 | 0.8 | 0.8 | 0.8 | 0.8 | 0.8 | 0.8 | 0.8 | 0.8 | 0.8 | 0.8 | 19.2 | 6 | 115.2 | 0.8
MO | natural gas combined cycle ccs | Winter Peak | 0.8 | 0.8 | 0.8 | 0.8 | 0.8 | 0.8 | 0.8 | 0.8 | 0.8 | 0.8 | 0.8 | 0.8 | 0.8 | 0.8 | 0.8 | 0.8 | 0.8 | 0.8 | 0.8 | 0.8 | 0.8 | 0.8 | 0.8 | 0.8 | 19.2 | 18 | 345.6 | 0.8
MO | natural gas combined cycle | Winter | 0.19569 | 0.19487 | 0.19491 | 0.19699 | 0.20478 | 0.21474 | 0.22266 | 0.2202 | 0.22232 | 0.22977 | 0.24764 | 0.26324 | 0.27665 | 0.27294 | 0.28204 | 0.30916 | 0.35634 | 0.3961 | 0.3542 | 0.33211 | 0.29848 | 0.2544 | 0.22556 | 0.21568 | 6.1815 | 87 | 537.7879 | 0.3961
MO | natural gas combined cycle | Spring | 0.50188 | 0.4955 | 0.49246 | 0.49552 | 0.51069 | 0.55649 | 0.60039 | 0.58331 | 0.58285 | 0.60332 | 0.64424 | 0.66633 | 0.6746 | 0.67903 | 0.68189 | 0.72545 | 0.80194 | 0.83689 | 0.77976 | 0.74847 | 0.70119 | 0.60528 | 0.54558 | 0.50687 | 15.0199 | 63 | 946.2566 | 0.83689
MO | natural gas combined cycle | Summer | 0.36862 | 0.36723 | 0.36527 | 0.36372 | 0.37061 | 0.40246 | 0.41083 | 0.41258 | 0.41909 | 0.43734 | 0.46966 | 0.48806 | 0.49941 | 0.51105 | 0.51679 | 0.53197 | 0.57316 | 0.60894 | 0.55874 | 0.54292 | 0.50443 | 0.44131 | 0.39239 | 0.36535 | 10.9219 | 79 | 862.8318 | 0.60894
MO | natural gas combined cycle | Fall | 0.17497 | 0.17636 | 0.17525 | 0.17939 | 0.19022 | 0.20896 | 0.20505 | 0.20225 | 0.20481 | 0.21579 | 0.2267 | 0.22831 | 0.22819 | 0.22884 | 0.23492 | 0.25463 | 0.28823 | 0.30737 | 0.27354 | 0.25844 | 0.23799 | 0.21246 | 0.18611 | 0.17487 | 5.2736 | 112 | 590.6467 | 0.30737
MO | natural gas combined cycle | Summer Peak | 0.4387 | 0.4387 | 0.4387 | 0.4387 | 0.4387 | 0.4387 | 0.4387 | 0.4387 | 0.52346 | 0.67334 | 0.72745 | 0.79124 | 0.91349 | 0.91254 | 0.88935 | 0.95017 | 0.94106 | 0.98936 | 0.84289 | 0.87012 | 0.84588 | 0.70161 | 0.58572 | 0.53448 | 16.2017 | 6 | 97.2105 | 0.98936
MO | natural gas combined cycle | Winter Peak | 0.59769 | 0.59769 | 0.60655 | 0.60711 | 0.64239 | 0.7667 | 0.78864 | 0.76321 | 0.71006 | 0.68979 | 0.68979 | 0.67814 | 0.66952 | 0.66952 | 0.66952 | 0.72314 | 0.84374 | 0.85377 | 0.86996 | 0.84023 | 0.81966 | 0.74679 | 0.65125 | 0.57215 | 17.067 | 18 | 307.2066 | 0.86996
MO | crude oil | Winter | 0.001 | 0.001 | 0.001 | 0.001 | 0.001 | 0.001 | 0.001 | 0.001 | 0.001 | 0.001 | 0.001 | 0.001 | 0.001 | 0.001 | 0.001 | 0.001 | 0.001 | 0.001 | 0.001 | 0.001 | 0.001 | 0.001 | 0.001 | 0.001 | 0.024 | 87 | 2.088 | 0.001
MO | crude oil | Spring | 0.001 | 0.001 | 0.001 | 0.001 | 0.001 | 0.001 | 0.001 | 0.001 | 0.001 | 0.001 | 0.001 | 0.001 | 0.001 | 0.001 | 0.001 | 0.001 | 0.001 | 0.001 | 0.001 | 0.001 | 0.001 | 0.001 | 0.001 | 0.001 | 0.024 | 63 | 1.512 | 0.001
MO | crude oil | Summer | 0.001 | 0.001 | 0.001 | 0.001 | 0.001 | 0.001 | 0.001 | 0.001 | 0.001 | 0.001 | 0.001 | 0.001 | 0.001 | 0.001 | 0.001 | 0.001 | 0.001 | 0.001 | 0.001 | 0.001 | 0.001 | 0.001 | 0.001 | 0.001 | 0.024 | 79 | 1.896 | 0.001
MO | crude oil | Fall | 0.001 | 0.001 | 0.001 | 0.001 | 0.001 | 0.001 | 0.001 | 0.001 | 0.001 | 0.001 | 0.001 | 0.001 | 0.001 | 0.001 | 0.001 | 0.001 | 0.001 | 0.001 | 0.001 | 0.001 | 0.001 | 0.001 | 0.001 | 0.001 | 0.024 | 112 | 2.688 | 0.001
MO | crude oil | Summer Peak | 0.001 | 0.001 | 0.001 | 0.001 | 0.001 | 0.001 | 0.001 | 0.001 | 0.001 | 0.001 | 0.001 | 0.001 | 0.001 | 0.001 | 0.001 | 0.001 | 0.001 | 0.001 | 0.001 | 0.001 | 0.001 | 0.001 | 0.001 | 0.001 | 0.024 | 6 | 0.144 | 0.001
MO | crude oil | Winter Peak | 0.001 | 0.001 | 0.001 | 0.001 | 0.001 | 0.001 | 0.001 | 0.001 | 0.001 | 0.001 | 0.001 | 0.001 | 0.001 | 0.001 | 0.001 | 0.001 | 0.001 | 0.001 | 0.001 | 0.001 | 0.001 | 0.001 | 0.001 | 0.001 | 0.024 | 18 | 0.432 | 0.001
MO | geothermal | Winter | 0.6595 | 0.6595 | 0.6595 | 0.6595 | 0.6595 | 0.6595 | 0.6595 | 0.6595 | 0.6595 | 0.6595 | 0.6595 | 0.6595 | 0.6595 | 0.6595 | 0.6595 | 0.6595 | 0.6595 | 0.6595 | 0.6595 | 0.6595 | 0.6595 | 0.6595 | 0.6595 | 0.6595 | 15.828 | 87 | 1377.036 | 0.6595
MO | geothermal | Spring | 0.6595 | 0.6595 | 0.6595 | 0.6595 | 0.6595 | 0.6595 | 0.6595 | 0.6595 | 0.6595 | 0.6595 | 0.6595 | 0.6595 | 0.6595 | 0.6595 | 0.6595 | 0.6595 | 0.6595 | 0.6595 | 0.6595 | 0.6595 | 0.6595 | 0.6595 | 0.6595 | 0.6595 | 15.828 | 63 | 997.164 | 0.6595
MO | geothermal | Summer | 0.6595 | 0.6595 | 0.6595 | 0.6595 | 0.6595 | 0.6595 | 0.6595 | 0.6595 | 0.6595 | 0.6595 | 0.6595 | 0.6595 | 0.6595 | 0.6595 | 0.6595 | 0.6595 | 0.6595 | 0.6595 | 0.6595 | 0.6595 | 0.6595 | 0.6595 | 0.6595 | 0.6595 | 15.828 | 79 | 1250.412 | 0.6595
MO | geothermal | Fall | 0.6595 | 0.6595 | 0.6595 | 0.6595 | 0.6595 | 0.6595 | 0.6595 | 0.6595 | 0.6595 | 0.6595 | 0.6595 | 0.6595 | 0.6595 | 0.6595 | 0.6595 | 0.6595 | 0.6595 | 0.6595 | 0.6595 | 0.6595 | 0.6595 | 0.6595 | 0.6595 | 0.6595 | 15.828 | 112 | 1772.736 | 0.6595
MO | geothermal | Summer Peak | 0.6595 | 0.6595 | 0.6595 | 0.6595 | 0.6595 | 0.6595 | 0.6595 | 0.6595 | 0.6595 | 0.6595 | 0.6595 | 0.6595 | 0.6595 | 0.6595 | 0.6595 | 0.6595 | 0.6595 | 0.6595 | 0.6595 | 0.6595 | 0.6595 | 0.6595 | 0.6595 | 0.6595 | 15.828 | 6 | 94.968 | 0.6595
MO | geothermal | Winter Peak | 0.6595 | 0.6595 | 0.6595 | 0.6595 | 0.6595 | 0.6595 | 0.6595 | 0.6595 | 0.6595 | 0.6595 | 0.6595 | 0.6595 | 0.6595 | 0.6595 | 0.6595 | 0.6595 | 0.6595 | 0.6595 | 0.6595 | 0.6595 | 0.6595 | 0.6595 | 0.6595 | 0.6595 | 15.828 | 18 | 284.904 | 0.6595
MO | hard coal ccs | Winter | 0.8 | 0.8 | 0.8 | 0.8 | 0.8 | 0.8 | 0.8 | 0.8 | 0.8 | 0.8 | 0.8 | 0.8 | 0.8 | 0.8 | 0.8 | 0.8 | 0.8 | 0.8 | 0.8 | 0.8 | 0.8 | 0.8 | 0.8 | 0.8 | 19.2 | 87 | 1670.4 | 0.8
MO | hard coal ccs | Spring | 0.8 | 0.8 | 0.8 | 0.8 | 0.8 | 0.8 | 0.8 | 0.8 | 0.8 | 0.8 | 0.8 | 0.8 | 0.8 | 0.8 | 0.8 | 0.8 | 0.8 | 0.8 | 0.8 | 0.8 | 0.8 | 0.8 | 0.8 | 0.8 | 19.2 | 63 | 1209.6 | 0.8
MO | hard coal ccs | Summer | 0.8 | 0.8 | 0.8 | 0.8 | 0.8 | 0.8 | 0.8 | 0.8 | 0.8 | 0.8 | 0.8 | 0.8 | 0.8 | 0.8 | 0.8 | 0.8 | 0.8 | 0.8 | 0.8 | 0.8 | 0.8 | 0.8 | 0.8 | 0.8 | 19.2 | 79 | 1516.8 | 0.8
MO | hard coal ccs | Fall | 0.8 | 0.8 | 0.8 | 0.8 | 0.8 | 0.8 | 0.8 | 0.8 | 0.8 | 0.8 | 0.8 | 0.8 | 0.8 | 0.8 | 0.8 | 0.8 | 0.8 | 0.8 | 0.8 | 0.8 | 0.8 | 0.8 | 0.8 | 0.8 | 19.2 | 112 | 2150.4 | 0.8
MO | hard coal ccs | Summer Peak | 0.8 | 0.8 | 0.8 | 0.8 | 0.8 | 0.8 | 0.8 | 0.8 | 0.8 | 0.8 | 0.8 | 0.8 | 0.8 | 0.8 | 0.8 | 0.8 | 0.8 | 0.8 | 0.8 | 0.8 | 0.8 | 0.8 | 0.8 | 0.8 | 19.2 | 6 | 115.2 | 0.8
MO | hard coal ccs | Winter Peak | 0.8 | 0.8 | 0.8 | 0.8 | 0.8 | 0.8 | 0.8 | 0.8 | 0.8 | 0.8 | 0.8 | 0.8 | 0.8 | 0.8 | 0.8 | 0.8 | 0.8 | 0.8 | 0.8 | 0.8 | 0.8 | 0.8 | 0.8 | 0.8 | 19.2 | 18 | 345.6 | 0.8
MO | hard coal | Winter | 0.44433 | 0.42364 | 0.42105 | 0.43142 | 0.46101 | 0.48218 | 0.5088 | 0.53424 | 0.55487 | 0.57238 | 0.58273 | 0.58742 | 0.58979 | 0.58968 | 0.5908 | 0.60314 | 0.6228 | 0.62816 | 0.62628 | 0.61821 | 0.61139 | 0.59182 | 0.54161 | 0.49217 | 13.1099 | 87 | 1140.5628 | 0.62816
MO | hard coal | Spring | 0.56229 | 0.54622 | 0.54215 | 0.55109 | 0.57247 | 0.59166 | 0.61114 | 0.61926 | 0.62729 | 0.6312 | 0.63687 | 0.63653 | 0.63267 | 0.62744 | 0.62633 | 0.63462 | 0.64097 | 0.64231 | 0.63696 | 0.63283 | 0.6301 | 0.62302 | 0.60591 | 0.57744 | 14.6388 | 63 | 922.2417 | 0.64231
MO | hard coal | Summer | 0.5489 | 0.5341 | 0.53115 | 0.54058 | 0.56458 | 0.57498 | 0.5861 | 0.59895 | 0.61316 | 0.62287 | 0.62763 | 0.62686 | 0.62741 | 0.62495 | 0.62629 | 0.63247 | 0.63652 | 0.64213 | 0.63938 | 0.63556 | 0.63219 | 0.6221 | 0.5955 | 0.55731 | 14.4417 | 79 | 1140.8914 | 0.64213
MO | hard coal | Fall | 0.40727 | 0.39701 | 0.39742 | 0.40956 | 0.44826 | 0.48605 | 0.49845 | 0.51002 | 0.52973 | 0.54968 | 0.55697 | 0.5604 | 0.55776 | 0.55658 | 0.56059 | 0.57712 | 0.5946 | 0.60564 | 0.59705 | 0.59075 | 0.5818 | 0.55232 | 0.49963 | 0.4472 | 12.4719 | 112 | 1396.8496 | 0.60564
MO | hard coal | Summer Peak | 0.60845 | 0.59695 | 0.59629 | 0.59748 | 0.59559 | 0.60775 | 0.61328 | 0.64227 | 0.6546 | 0.6561 | 0.65707 | 0.65782 | 0.65836 | 0.65836 | 0.65836 | 0.65836 | 0.65782 | 0.65858 | 0.65653 | 0.65653 | 0.65707 | 0.64533 | 0.63994 | 0.63662 | 15.3255 | 6 | 91.9532 | 0.65858
MO | hard coal | Winter Peak | 0.57695 | 0.57364 | 0.57476 | 0.58015 | 0.60619 | 0.62538 | 0.63431 | 0.633 | 0.63241 | 0.63415 | 0.64347 | 0.64364 | 0.64044 | 0.63622 | 0.63773 | 0.63834 | 0.63569 | 0.6381 | 0.6374 | 0.63504 | 0.63382 | 0.63233 | 0.6224 | 0.60807 | 14.9536 | 18 | 269.1652 | 0.64364
MO | heavy or residual fuel oil | Winter | 0 | 0 | 0 | 0 | 0 | 0 | 0 | 0 | 0 | 0 | 0 | 0 | 0 | 0 | 0 | 0 | 0.12643 | 0.14849 | 0.14849 | 0.066186 | 0 | 0 | 0 | 0 | 0.4896 | 87 | 42.5951 | 0.14849
MO | heavy or residual fuel oil | Spring | 0 | 0 | 0 | 0 | 0 | 0 | 0 | 0 | 0 | 0 | 0 | 0 | 0 | 0 | 0 | 0 | 0 | 0 | 0 | 0 | 0 | 0 | 0 | 0 | 0 | 63 | 0 | 0
MO | heavy or residual fuel oil | Summer | 0 | 0 | 0 | 0 | 0 | 0 | 0 | 0 | 0 | 0 | 0 | 0.012617 | 0.087488 | 0.20021 | 0.24758 | 0.59623 | 0.83131 | 0.95 | 0.69395 | 0.078799 | 0 | 0 | 0 | 0 | 3.6982 | 79 | 292.1568 | 0.95
MO | heavy or residual fuel oil | Fall | 0 | 0 | 0 | 0 | 0 | 0 | 0 | 0 | 0 | 0 | 0 | 0 | 0 | 0 | 0 | 0 | 0.041593 | 0.041593 | 0 | 0 | 0 | 0 | 0 | 0 | 0.083185 | 112 | 9.3167 | 0.041593
MO | heavy or residual fuel oil | Summer Peak | 0 | 0 | 0 | 0 | 0 | 0 | 0 | 0 | 0 | 0 | 0 | 0 | 0 | 0 | 0 | 0 | 0 | 0 | 0 | 0 | 0 | 0 | 0 | 0 | 0 | 6 | 0 | 0
MO | heavy or residual fuel oil | Winter Peak | 0 | 0 | 0 | 0 | 0 | 0 | 0 | 0 | 0 | 0 | 0 | 0 | 0 | 0 | 0 | 0 | 0 | 0 | 0 | 0 | 0 | 0 | 0 | 0 | 0 | 18 | 0 | 0
MO | hydro | Winter | 0.15371 | 0.15004 | 0.14972 | 0.15095 | 0.15798 | 0.17044 | 0.18803 | 0.17261 | 0.17463 | 0.18084 | 0.19676 | 0.22241 | 0.23769 | 0.25055 | 0.25967 | 0.29821 | 0.34526 | 0.32763 | 0.35115 | 0.33986 | 0.29662 | 0.20467 | 0.17601 | 0.15681 | 5.3122 | 87 | 462.164 | 0.35115
MO | hydro | Spring | 0.157 | 0.14882 | 0.15109 | 0.1556 | 0.16596 | 0.18396 | 0.20786 | 0.18213 | 0.17673 | 0.17416 | 0.18896 | 0.20512 | 0.22155 | 0.22753 | 0.2547 | 0.27493 | 0.32947 | 0.33805 | 0.3305 | 0.29324 | 0.23555 | 0.18427 | 0.16673 | 0.15414 | 5.1081 | 63 | 321.8073 | 0.33805
MO | hydro | Summer | 0.15545 | 0.15296 | 0.15223 | 0.15533 | 0.16235 | 0.18319 | 0.19942 | 0.18451 | 0.17395 | 0.18144 | 0.19557 | 0.20943 | 0.21765 | 0.22686 | 0.24955 | 0.28293 | 0.34129 | 0.342 | 0.34848 | 0.34895 | 0.28957 | 0.20603 | 0.15712 | 0.15275 | 5.269 | 79 | 416.2531 | 0.34895
MO | hydro | Fall | 0.13375 | 0.1325 | 0.13067 | 0.13265 | 0.14178 | 0.15536 | 0.16471 | 0.16523 | 0.16608 | 0.16963 | 0.17758 | 0.18478 | 0.19475 | 0.19947 | 0.21186 | 0.25256 | 0.30187 | 0.28399 | 0.30528 | 0.30911 | 0.26416 | 0.1978 | 0.15448 | 0.14529 | 4.6753 | 112 | 523.6378 | 0.30911
MO | hydro | Summer Peak | 0.17703 | 0.16139 | 0.16139 | 0.17703 | 0.17703 | 0.17703 | 0.19268 | 0.19268 | 0.19268 | 0.28184 | 0.28186 | 0.30579 | 0.3738 | 0.35384 | 0.33482 | 0.3584 | 0.41558 | 0.45074 | 0.4082 | 0.40718 | 0.28744 | 0.19268 | 0.19268 | 0.19268 | 6.4464 | 6 | 38.6786 | 0.45074
MO | hydro | Winter Peak | 0.14014 | 0.14014 | 0.14256 | 0.14256 | 0.15563 | 0.25697 | 0.29965 | 0.27847 | 0.18208 | 0.19443 | 0.19591 | 0.17925 | 0.1723 | 0.15216 | 0.14924 | 0.22674 | 0.36865 | 0.32355 | 0.28686 | 0.34375 | 0.30149 | 0.22783 | 0.15317 | 0.14354 | 5.1571 | 18 | 92.8272 | 0.36865
MO | hydrogen combined cycle | Winter | 0.29721 | 0.29407 | 0.29309 | 0.29358 | 0.31074 | 0.35734 | 0.37894 | 0.36922 | 0.35807 | 0.36072 | 0.36828 | 0.36446 | 0.35547 | 0.35055 | 0.35585 | 0.38195 | 0.43397 | 0.45594 | 0.44944 | 0.43142 | 0.40514 | 0.36882 | 0.33503 | 0.30272 | 8.672 | 87 | 754.4664 | 0.45594
MO | hydrogen combined cycle | Spring | 0.034176 | 0.034176 | 0.034176 | 0.034176 | 0.034176 | 0.036358 | 0.036858 | 0.035219 | 0.035219 | 0.036089 | 0.035219 | 0.038637 | 0.038811 | 0.039508 | 0.042878 | 0.047258 | 0.059142 | 0.072975 | 0.064678 | 0.061059 | 0.055821 | 0.045568 | 0.035315 | 0.033037 | 1.0205 | 63 | 64.2933 | 0.072975
MO | hydrogen combined cycle | Summer | 0.21846 | 0.21846 | 0.21846 | 0.21846 | 0.21846 | 0.21846 | 0.21846 | 0.22087 | 0.23372 | 0.25379 | 0.2969 | 0.32797 | 0.35311 | 0.36292 | 0.3624 | 0.37309 | 0.39467 | 0.43205 | 0.35716 | 0.34903 | 0.32012 | 0.2618 | 0.22661 | 0.21818 | 6.8736 | 79 | 543.015 | 0.43205
MO | hydrogen combined cycle | Fall | 0.14391 | 0.14377 | 0.14251 | 0.14893 | 0.1558 | 0.16632 | 0.16439 | 0.16439 | 0.17209 | 0.17846 | 0.18362 | 0.18913 | 0.19859 | 0.20362 | 0.20853 | 0.23399 | 0.25873 | 0.2514 | 0.23506 | 0.21701 | 0.19721 | 0.16809 | 0.15693 | 0.14933 | 4.4318 | 112 | 496.3627 | 0.25873
MO | hydrogen combined cycle | Summer Peak | 0.20075 | 0.20075 | 0.20075 | 0.20075 | 0.20075 | 0.20075 | 0.20075 | 0.20075 | 0.20075 | 0.20075 | 0.20075 | 0.30555 | 0.30555 | 0.30555 | 0.30555 | 0.30555 | 0.30555 | 0.53022 | 0.41234 | 0.33042 | 0.33042 | 0.33042 | 0.33042 | 0.33042 | 6.6362 | 6 | 39.8172 | 0.53022
MO | hydrogen combined cycle | Winter Peak | 0.20075 | 0.20075 | 0.20075 | 0.20075 | 0.20075 | 0.20075 | 0.30555 | 0.30555 | 0.30555 | 0.30555 | 0.30555 | 0.30555 | 0.30555 | 0.30555 | 0.30555 | 0.30555 | 0.43522 | 0.43522 | 0.43522 | 0.43522 | 0.43522 | 0.43522 | 0.30555 | 0.30555 | 7.4825 | 18 | 134.6846 | 0.43522
MO | hydrogen ct | Winter | 5.6116e-09 | 5.6116e-09 | 5.6116e-09 | 5.6116e-09 | 5.6116e-09 | 5.6116e-09 | 5.6116e-09 | 5.6116e-09 | 5.6116e-09 | 5.6116e-09 | 5.6116e-09 | 0.0027613 | 0.016887 | 0.069546 | 0.075069 | 0.10916 | 0.21329 | 0.22742 | 0.21329 | 0.037848 | 5.6116e-09 | 5.6116e-09 | 5.6116e-09 | 5.6116e-09 | 0.96528 | 87 | 83.9796 | 0.22742
MO | hydrogen ct | Spring | 0.025133 | 0.025133 | 0.025133 | 0.025133 | 0.025133 | 0.04464 | 0.04464 | 0.04464 | 0.025133 | 0.025133 | 0.025133 | 0.04464 | 0.11772 | 0.22564 | 0.35942 | 0.39825 | 0.51277 | 0.58068 | 0.56737 | 0.22936 | 0.064147 | 0.023321 | 0.023321 | 0.023321 | 3.5049 | 63 | 220.8116 | 0.58068
MO | hydrogen ct | Summer | 0.017002 | 0.017002 | 0.017002 | 0.017002 | 0.017002 | 0.017002 | 0.020043 | 0.020043 | 0.020043 | 0.020043 | 0.020043 | 0.026124 | 0.11248 | 0.19825 | 0.28663 | 0.31877 | 0.45575 | 0.47424 | 0.45649 | 0.19527 | 0.027569 | 0.0014451 | 0.0014451 | 0.017002 | 2.7737 | 79 | 219.1211 | 0.47424
MO | hydrogen ct | Fall | 5.6116e-09 | 5.6116e-09 | 5.6116e-09 | 5.6116e-09 | 5.6116e-09 | 0.0020386 | 0.0020386 | 5.6116e-09 | 5.6116e-09 | 5.6116e-09 | 5.6116e-09 | 5.6116e-09 | 0.002145 | 0.010973 | 0.013118 | 0.021946 | 0.025004 | 0.025004 | 0.023984 | 5.6116e-09 | 5.6116e-09 | 5.6116e-09 | 5.6116e-09 | 5.6116e-09 | 0.12625 | 112 | 14.1401 | 0.025004
MO | hydrogen ct | Summer Peak | 5.6116e-09 | 5.6116e-09 | 5.6116e-09 | 5.6116e-09 | 5.6116e-09 | 5.6116e-09 | 5.6116e-09 | 5.6116e-09 | 5.6116e-09 | 5.6116e-09 | 0.019027 | 0.89211 | 1 | 1 | 1 | 1 | 1 | 1 | 1 | 0.80359 | 0.019027 | 5.6116e-09 | 5.6116e-09 | 5.6116e-09 | 8.7338 | 6 | 52.4025 | 1
MO | hydrogen ct | Winter Peak | 5.6116e-09 | 5.6116e-09 | 5.6116e-09 | 5.6116e-09 | 5.6116e-09 | 5.6116e-09 | 0.0063423 | 0.0063423 | 0.0063423 | 0.0063423 | 0.0063423 | 0.0063423 | 0.0063423 | 0.0063423 | 0.0063423 | 0.012685 | 0.16192 | 0.43502 | 0.43502 | 0.18161 | 0.08096 | 0.0063423 | 0.0063423 | 0.0063423 | 1.3833 | 18 | 24.8999 | 0.43502
MO | lignite ccs | Winter | 0.8 | 0.8 | 0.8 | 0.8 | 0.8 | 0.8 | 0.8 | 0.8 | 0.8 | 0.8 | 0.8 | 0.8 | 0.8 | 0.8 | 0.8 | 0.8 | 0.8 | 0.8 | 0.8 | 0.8 | 0.8 | 0.8 | 0.8 | 0.8 | 19.2 | 87 | 1670.4 | 0.8
MO | lignite ccs | Spring | 0.8 | 0.8 | 0.8 | 0.8 | 0.8 | 0.8 | 0.8 | 0.8 | 0.8 | 0.8 | 0.8 | 0.8 | 0.8 | 0.8 | 0.8 | 0.8 | 0.8 | 0.8 | 0.8 | 0.8 | 0.8 | 0.8 | 0.8 | 0.8 | 19.2 | 63 | 1209.6 | 0.8
MO | lignite ccs | Summer | 0.8 | 0.8 | 0.8 | 0.8 | 0.8 | 0.8 | 0.8 | 0.8 | 0.8 | 0.8 | 0.8 | 0.8 | 0.8 | 0.8 | 0.8 | 0.8 | 0.8 | 0.8 | 0.8 | 0.8 | 0.8 | 0.8 | 0.8 | 0.8 | 19.2 | 79 | 1516.8 | 0.8
MO | lignite ccs | Fall | 0.8 | 0.8 | 0.8 | 0.8 | 0.8 | 0.8 | 0.8 | 0.8 | 0.8 | 0.8 | 0.8 | 0.8 | 0.8 | 0.8 | 0.8 | 0.8 | 0.8 | 0.8 | 0.8 | 0.8 | 0.8 | 0.8 | 0.8 | 0.8 | 19.2 | 112 | 2150.4 | 0.8
MO | lignite ccs | Summer Peak | 0.8 | 0.8 | 0.8 | 0.8 | 0.8 | 0.8 | 0.8 | 0.8 | 0.8 | 0.8 | 0.8 | 0.8 | 0.8 | 0.8 | 0.8 | 0.8 | 0.8 | 0.8 | 0.8 | 0.8 | 0.8 | 0.8 | 0.8 | 0.8 | 19.2 | 6 | 115.2 | 0.8
MO | lignite ccs | Winter Peak | 0.8 | 0.8 | 0.8 | 0.8 | 0.8 | 0.8 | 0.8 | 0.8 | 0.8 | 0.8 | 0.8 | 0.8 | 0.8 | 0.8 | 0.8 | 0.8 | 0.8 | 0.8 | 0.8 | 0.8 | 0.8 | 0.8 | 0.8 | 0.8 | 19.2 | 18 | 345.6 | 0.8
MO | lignite | Winter | 0.638 | 0.638 | 0.638 | 0.638 | 0.638 | 0.638 | 0.638 | 0.638 | 0.638 | 0.638 | 0.638 | 0.638 | 0.638 | 0.638 | 0.638 | 0.638 | 0.638 | 0.638 | 0.638 | 0.638 | 0.638 | 0.638 | 0.638 | 0.638 | 15.312 | 87 | 1332.144 | 0.638
MO | lignite | Spring | 0.638 | 0.638 | 0.638 | 0.638 | 0.638 | 0.638 | 0.638 | 0.638 | 0.638 | 0.638 | 0.638 | 0.638 | 0.638 | 0.638 | 0.638 | 0.638 | 0.638 | 0.638 | 0.638 | 0.638 | 0.638 | 0.638 | 0.638 | 0.638 | 15.312 | 63 | 964.656 | 0.638
MO | lignite | Summer | 0.638 | 0.638 | 0.638 | 0.638 | 0.638 | 0.638 | 0.638 | 0.638 | 0.638 | 0.638 | 0.638 | 0.638 | 0.638 | 0.638 | 0.638 | 0.638 | 0.638 | 0.638 | 0.638 | 0.638 | 0.638 | 0.638 | 0.638 | 0.638 | 15.312 | 79 | 1209.648 | 0.638
MO | lignite | Fall | 0.638 | 0.638 | 0.638 | 0.638 | 0.638 | 0.638 | 0.638 | 0.638 | 0.638 | 0.638 | 0.638 | 0.638 | 0.638 | 0.638 | 0.638 | 0.638 | 0.638 | 0.638 | 0.638 | 0.638 | 0.638 | 0.638 | 0.638 | 0.638 | 15.312 | 112 | 1714.944 | 0.638
MO | lignite | Summer Peak | 0.638 | 0.638 | 0.638 | 0.638 | 0.638 | 0.638 | 0.638 | 0.638 | 0.638 | 0.638 | 0.638 | 0.638 | 0.638 | 0.638 | 0.638 | 0.638 | 0.638 | 0.638 | 0.638 | 0.638 | 0.638 | 0.638 | 0.638 | 0.638 | 15.312 | 6 | 91.872 | 0.638
MO | lignite | Winter Peak | 0.638 | 0.638 | 0.638 | 0.638 | 0.638 | 0.638 | 0.638 | 0.638 | 0.638 | 0.638 | 0.638 | 0.638 | 0.638 | 0.638 | 0.638 | 0.638 | 0.638 | 0.638 | 0.638 | 0.638 | 0.638 | 0.638 | 0.638 | 0.638 | 15.312 | 18 | 275.616 | 0.638
MO | municipal solid waste | Winter | 0.7054 | 0.7054 | 0.70622 | 0.70893 | 0.71263 | 0.72818 | 0.74806 | 0.75005 | 0.75403 | 0.75629 | 0.75927 | 0.75999 | 0.76071 | 0.76071 | 0.76071 | 0.76469 | 0.76632 | 0.76731 | 0.7627 | 0.76026 | 0.75213 | 0.74734 | 0.72429 | 0.70929 | 17.8309 | 87 | 1551.289 | 0.76731
MO | municipal solid waste | Spring | 0.63841 | 0.63841 | 0.6357 | 0.6366 | 0.64146 | 0.65332 | 0.6784 | 0.70134 | 0.71602 | 0.72947 | 0.73794 | 0.74042 | 0.74133 | 0.74404 | 0.75262 | 0.76087 | 0.7646 | 0.76584 | 0.76686 | 0.76686 | 0.75466 | 0.7367 | 0.65682 | 0.64236 | 17.0011 | 63 | 1071.0665 | 0.76686
MO | municipal solid waste | Summer | 0.73256 | 0.73005 | 0.73005 | 0.73005 | 0.73005 | 0.73101 | 0.74463 | 0.75442 | 0.75968 | 0.76542 | 0.76804 | 0.76912 | 0.76912 | 0.76912 | 0.76912 | 0.76912 | 0.76912 | 0.76912 | 0.76912 | 0.76912 | 0.76912 | 0.76804 | 0.74558 | 0.73758 | 18.1184 | 79 | 1431.352 | 0.76912
MO | municipal solid waste | Fall | 0.67626 | 0.67626 | 0.67626 | 0.67626 | 0.68512 | 0.70948 | 0.72039 | 0.72567 | 0.74799 | 0.75532 | 0.7589 | 0.76043 | 0.76196 | 0.76537 | 0.76537 | 0.76724 | 0.76912 | 0.76912 | 0.76759 | 0.76605 | 0.74697 | 0.7347 | 0.69313 | 0.6841 | 17.5591 | 112 | 1966.6138 | 0.76912
MO | municipal solid waste | Summer Peak | 0.65479 | 0.65479 | 0.65479 | 0.65479 | 0.65479 | 0.65479 | 0.65479 | 0.76912 | 0.76912 | 0.76912 | 0.76912 | 0.76912 | 0.76912 | 0.76912 | 0.76912 | 0.76912 | 0.76912 | 0.76912 | 0.76912 | 0.76912 | 0.76912 | 0.76912 | 0.76912 | 0.76912 | 17.6586 | 6 | 105.9513 | 0.76912
MO | municipal solid waste | Winter Peak | 0.51968 | 0.51968 | 0.51968 | 0.51968 | 0.51968 | 0.51968 | 0.76912 | 0.76912 | 0.76912 | 0.76912 | 0.76912 | 0.76912 | 0.76912 | 0.76912 | 0.76912 | 0.76912 | 0.76912 | 0.76912 | 0.76912 | 0.76912 | 0.76912 | 0.76912 | 0.76912 | 0.76912 | 16.9622 | 18 | 305.3195 | 0.76912
MO | natural gas peaker | Winter | 5.6116e-09 | 5.6116e-09 | 5.6116e-09 | 5.6116e-09 | 5.6116e-09 | 5.6116e-09 | 5.6116e-09 | 5.6116e-09 | 5.6116e-09 | 5.6116e-09 | 5.6116e-09 | 0.0027613 | 0.016887 | 0.069546 | 0.075069 | 0.10916 | 0.21329 | 0.22742 | 0.21329 | 0.037848 | 5.6116e-09 | 5.6116e-09 | 5.6116e-09 | 5.6116e-09 | 0.96528 | 87 | 83.9796 | 0.22742
MO | natural gas peaker | Spring | 0.025133 | 0.025133 | 0.025133 | 0.025133 | 0.025133 | 0.04464 | 0.04464 | 0.04464 | 0.025133 | 0.025133 | 0.025133 | 0.04464 | 0.11772 | 0.22564 | 0.35942 | 0.39825 | 0.51277 | 0.58068 | 0.56737 | 0.22936 | 0.064147 | 0.023321 | 0.023321 | 0.023321 | 3.5049 | 63 | 220.8116 | 0.58068
MO | natural gas peaker | Summer | 0.017002 | 0.017002 | 0.017002 | 0.017002 | 0.017002 | 0.017002 | 0.020043 | 0.020043 | 0.020043 | 0.020043 | 0.020043 | 0.026124 | 0.11248 | 0.19825 | 0.28663 | 0.31877 | 0.45575 | 0.47424 | 0.45649 | 0.19527 | 0.027569 | 0.0014451 | 0.0014451 | 0.017002 | 2.7737 | 79 | 219.1211 | 0.47424
MO | natural gas peaker | Fall | 5.6116e-09 | 5.6116e-09 | 5.6116e-09 | 5.6116e-09 | 5.6116e-09 | 0.0020386 | 0.0020386 | 5.6116e-09 | 5.6116e-09 | 5.6116e-09 | 5.6116e-09 | 5.6116e-09 | 0.002145 | 0.010973 | 0.013118 | 0.021946 | 0.025004 | 0.025004 | 0.023984 | 5.6116e-09 | 5.6116e-09 | 5.6116e-09 | 5.6116e-09 | 5.6116e-09 | 0.12625 | 112 | 14.1401 | 0.025004
MO | natural gas peaker | Summer Peak | 5.6116e-09 | 5.6116e-09 | 5.6116e-09 | 5.6116e-09 | 5.6116e-09 | 5.6116e-09 | 5.6116e-09 | 5.6116e-09 | 5.6116e-09 | 5.6116e-09 | 0.019027 | 0.89211 | 1 | 1 | 1 | 1 | 1 | 1 | 1 | 0.80359 | 0.019027 | 5.6116e-09 | 5.6116e-09 | 5.6116e-09 | 8.7338 | 6 | 52.4025 | 1
MO | natural gas peaker | Winter Peak | 5.6116e-09 | 5.6116e-09 | 5.6116e-09 | 5.6116e-09 | 5.6116e-09 | 5.6116e-09 | 0.0063423 | 0.0063423 | 0.0063423 | 0.0063423 | 0.0063423 | 0.0063423 | 0.0063423 | 0.0063423 | 0.0063423 | 0.012685 | 0.16192 | 0.43502 | 0.43502 | 0.18161 | 0.08096 | 0.0063423 | 0.0063423 | 0.0063423 | 1.3833 | 18 | 24.8999 | 0.43502
MO | nuclear | Winter | 0.84531 | 0.83553 | 0.82895 | 0.83525 | 0.84377 | 0.84239 | 0.84531 | 0.84824 | 0.84824 | 0.84824 | 0.84824 | 0.84824 | 0.84824 | 0.84824 | 0.84824 | 0.84824 | 0.84824 | 0.84824 | 0.84824 | 0.84824 | 0.84824 | 0.84824 | 0.84824 | 0.84824 | 20.2966 | 87 | 1765.8007 | 0.84824
MO | nuclear | Spring | 0.84824 | 0.84824 | 0.84824 | 0.84824 | 0.84824 | 0.84824 | 0.84824 | 0.84824 | 0.84824 | 0.84824 | 0.84824 | 0.84824 | 0.84824 | 0.84824 | 0.84824 | 0.84824 | 0.84824 | 0.84824 | 0.84824 | 0.84824 | 0.84824 | 0.84824 | 0.84824 | 0.84824 | 20.3577 | 63 | 1282.5357 | 0.84824
MO | nuclear | Summer | 0.84824 | 0.84824 | 0.84824 | 0.84824 | 0.84824 | 0.84502 | 0.84502 | 0.84824 | 0.84824 | 0.84824 | 0.84824 | 0.84824 | 0.84824 | 0.84824 | 0.84824 | 0.84824 | 0.84824 | 0.84824 | 0.84824 | 0.84824 | 0.84824 | 0.84824 | 0.84824 | 0.84824 | 20.3513 | 79 | 1607.7501 | 0.84824
MO | nuclear | Fall | 0.84064 | 0.82189 | 0.81766 | 0.82825 | 0.841 | 0.84142 | 0.84072 | 0.84745 | 0.84824 | 0.84824 | 0.84824 | 0.84824 | 0.84824 | 0.84824 | 0.84824 | 0.84824 | 0.84824 | 0.84824 | 0.84824 | 0.84824 | 0.84824 | 0.84824 | 0.84824 | 0.84777 | 20.2504 | 112 | 2268.0405 | 0.84824
MO | nuclear | Summer Peak | 0.84824 | 0.84824 | 0.84824 | 0.84824 | 0.84824 | 0.84824 | 0.84824 | 0.84824 | 0.84824 | 0.84824 | 0.84824 | 0.84824 | 0.84824 | 0.84824 | 0.84824 | 0.84824 | 0.84824 | 0.84824 | 0.84824 | 0.84824 | 0.84824 | 0.84824 | 0.84824 | 0.84824 | 20.3577 | 6 | 122.1463 | 0.84824
MO | nuclear | Winter Peak | 0.84824 | 0.84824 | 0.84824 | 0.84824 | 0.84824 | 0.84824 | 0.84824 | 0.84824 | 0.84824 | 0.84824 | 0.84824 | 0.84824 | 0.84824 | 0.84824 | 0.84824 | 0.84824 | 0.84824 | 0.84824 | 0.84824 | 0.84824 | 0.84824 | 0.84824 | 0.84824 | 0.84824 | 20.3577 | 18 | 366.4388 | 0.84824
MO | offshore wind | Winter | 0.47184 | 0.46828 | 0.46642 | 0.46493 | 0.46484 | 0.46708 | 0.47416 | 0.47992 | 0.48219 | 0.46704 | 0.44667 | 0.42882 | 0.41752 | 0.41627 | 0.41892 | 0.42754 | 0.44783 | 0.47077 | 0.48008 | 0.48692 | 0.48592 | 0.48439 | 0.47975 | 0.46658 | 11.0647 | 87 | 962.6271 | 0.48692
MO | offshore wind | Spring | 0.44472 | 0.43504 | 0.43018 | 0.42314 | 0.4119 | 0.39669 | 0.38665 | 0.37127 | 0.3456 | 0.32681 | 0.31325 | 0.30347 | 0.30782 | 0.31905 | 0.3249 | 0.33608 | 0.35787 | 0.38535 | 0.40885 | 0.43556 | 0.4543 | 0.45487 | 0.45932 | 0.45564 | 9.2883 | 63 | 585.163 | 0.45932
MO | offshore wind | Summer | 0.27296 | 0.27384 | 0.28046 | 0.27635 | 0.26765 | 0.26125 | 0.24554 | 0.22578 | 0.20728 | 0.18927 | 0.18276 | 0.18413 | 0.17816 | 0.17652 | 0.18451 | 0.19951 | 0.22118 | 0.23558 | 0.24652 | 0.26294 | 0.25933 | 0.25851 | 0.26245 | 0.26858 | 5.6211 | 79 | 444.0648 | 0.28046
MO | offshore wind | Fall | 0.39945 | 0.40031 | 0.39867 | 0.39313 | 0.39477 | 0.39571 | 0.40203 | 0.40656 | 0.40312 | 0.39165 | 0.37299 | 0.36042 | 0.35176 | 0.34653 | 0.3498 | 0.3612 | 0.374 | 0.39329 | 0.40898 | 0.43052 | 0.45652 | 0.45589 | 0.44863 | 0.43021 | 9.5262 | 112 | 1066.929 | 0.45652
MO | offshore wind | Summer Peak | 0.56381 | 0.59429 | 0.56667 | 0.54571 | 0.54286 | 0.45429 | 0.40952 | 0.36667 | 0.32667 | 0.28762 | 0.26952 | 0.24 | 0.2019 | 0.19048 | 0.15333 | 0.12381 | 0.12476 | 0.11619 | 0.1619 | 0.30571 | 0.3219 | 0.32476 | 0.35333 | 0.4 | 7.9457 | 6 | 47.6743 | 0.59429
MO | offshore wind | Winter Peak | 0.30667 | 0.29905 | 0.30286 | 0.30381 | 0.3181 | 0.3381 | 0.3619 | 0.36381 | 0.3419 | 0.3181 | 0.29905 | 0.28571 | 0.27714 | 0.27524 | 0.2781 | 0.28381 | 0.29619 | 0.31429 | 0.33048 | 0.3419 | 0.34857 | 0.34095 | 0.34381 | 0.3619 | 7.6314 | 18 | 137.3657 | 0.36381
MO | onshore wind | Winter | 0.55074 | 0.55189 | 0.5462 | 0.53438 | 0.52109 | 0.49037 | 0.37618 | 0.28036 | 0.22819 | 0.2149 | 0.21402 | 0.21844 | 0.22722 | 0.23641 | 0.24542 | 0.2536 | 0.26867 | 0.29645 | 0.35317 | 0.40189 | 0.42569 | 0.44177 | 0.45111 | 0.45291 | 8.7811 | 87 | 763.9534 | 0.55189
MO | onshore wind | Spring | 0.34926 | 0.3446 | 0.33564 | 0.3263 | 0.3204 | 0.30371 | 0.25935 | 0.2227 | 0.18337 | 0.15428 | 0.13881 | 0.14051 | 0.14727 | 0.15702 | 0.16813 | 0.18125 | 0.22271 | 0.26811 | 0.32209 | 0.36772 | 0.39862 | 0.41142 | 0.41737 | 0.41352 | 6.5542 | 63 | 412.9127 | 0.41737
MO | onshore wind | Summer | 0.32857 | 0.30916 | 0.2894 | 0.27695 | 0.27013 | 0.25173 | 0.21528 | 0.17809 | 0.14524 | 0.12662 | 0.12207 | 0.13168 | 0.14319 | 0.15365 | 0.16888 | 0.18632 | 0.21587 | 0.25007 | 0.29753 | 0.34292 | 0.37197 | 0.38195 | 0.38415 | 0.37962 | 5.921 | 79 | 467.7621 | 0.38415
MO | onshore wind | Fall | 0.46833 | 0.46137 | 0.45131 | 0.44022 | 0.43476 | 0.42376 | 0.38169 | 0.3163 | 0.26285 | 0.24999 | 0.25621 | 0.26715 | 0.27916 | 0.29081 | 0.2967 | 0.30105 | 0.30985 | 0.34766 | 0.40963 | 0.44879 | 0.46824 | 0.47755 | 0.47764 | 0.48126 | 9.0023 | 112 | 1008.2567 | 0.48126
MO | onshore wind | Summer Peak | 0.43312 | 0.4234 | 0.4167 | 0.40515 | 0.39417 | 0.34878 | 0.18849 | 0.10759 | 0.11575 | 0.11677 | 0.11896 | 0.11606 | 0.13158 | 0.14017 | 0.15199 | 0.15427 | 0.15605 | 0.14193 | 0.20029 | 0.26547 | 0.3131 | 0.34892 | 0.35755 | 0.3607 | 5.907 | 6 | 35.4417 | 0.43312
MO | onshore wind | Winter Peak | 0.27217 | 0.25743 | 0.24168 | 0.22985 | 0.22502 | 0.22415 | 0.22559 | 0.22149 | 0.15404 | 0.074158 | 0.057229 | 0.060216 | 0.068635 | 0.078476 | 0.084513 | 0.12519 | 0.197 | 0.24545 | 0.27505 | 0.28489 | 0.2866 | 0.28256 | 0.27853 | 0.27728 | 4.7272 | 18 | 85.0894 | 0.2866
MO | petroleum | Winter | 5.6116e-09 | 5.6116e-09 | 5.6116e-09 | 5.6116e-09 | 5.6116e-09 | 5.6116e-09 | 5.6116e-09 | 5.6116e-09 | 5.6116e-09 | 5.6116e-09 | 5.6116e-09 | 0.0027613 | 0.016887 | 0.069546 | 0.075069 | 0.10916 | 0.21329 | 0.22742 | 0.21329 | 0.037848 | 5.6116e-09 | 5.6116e-09 | 5.6116e-09 | 5.6116e-09 | 0.96528 | 87 | 83.9796 | 0.22742
MO | petroleum | Spring | 0.025133 | 0.025133 | 0.025133 | 0.025133 | 0.025133 | 0.04464 | 0.04464 | 0.04464 | 0.025133 | 0.025133 | 0.025133 | 0.04464 | 0.11772 | 0.22564 | 0.35942 | 0.39825 | 0.51277 | 0.58068 | 0.56737 | 0.22936 | 0.064147 | 0.023321 | 0.023321 | 0.023321 | 3.5049 | 63 | 220.8116 | 0.58068
MO | petroleum | Summer | 0.017002 | 0.017002 | 0.017002 | 0.017002 | 0.017002 | 0.017002 | 0.020043 | 0.020043 | 0.020043 | 0.020043 | 0.020043 | 0.026124 | 0.11248 | 0.19825 | 0.28663 | 0.31877 | 0.45575 | 0.47424 | 0.45649 | 0.19527 | 0.027569 | 0.0014451 | 0.0014451 | 0.017002 | 2.7737 | 79 | 219.1211 | 0.47424
MO | petroleum | Fall | 5.6116e-09 | 5.6116e-09 | 5.6116e-09 | 5.6116e-09 | 5.6116e-09 | 0.0020386 | 0.0020386 | 5.6116e-09 | 5.6116e-09 | 5.6116e-09 | 5.6116e-09 | 5.6116e-09 | 0.002145 | 0.010973 | 0.013118 | 0.021946 | 0.025004 | 0.025004 | 0.023984 | 5.6116e-09 | 5.6116e-09 | 5.6116e-09 | 5.6116e-09 | 5.6116e-09 | 0.12625 | 112 | 14.1401 | 0.025004
MO | petroleum | Summer Peak | 5.6116e-09 | 5.6116e-09 | 5.6116e-09 | 5.6116e-09 | 5.6116e-09 | 5.6116e-09 | 5.6116e-09 | 5.6116e-09 | 5.6116e-09 | 5.6116e-09 | 0.019027 | 0.89211 | 1 | 1 | 1 | 1 | 1 | 1 | 1 | 0.80359 | 0.019027 | 5.6116e-09 | 5.6116e-09 | 5.6116e-09 | 8.7338 | 6 | 52.4025 | 1
MO | petroleum | Winter Peak | 5.6116e-09 | 5.6116e-09 | 5.6116e-09 | 5.6116e-09 | 5.6116e-09 | 5.6116e-09 | 0.0063423 | 0.0063423 | 0.0063423 | 0.0063423 | 0.0063423 | 0.0063423 | 0.0063423 | 0.0063423 | 0.0063423 | 0.012685 | 0.16192 | 0.43502 | 0.43502 | 0.18161 | 0.08096 | 0.0063423 | 0.0063423 | 0.0063423 | 1.3833 | 18 | 24.8999 | 0.43502
MO | pumped hydro | Winter | 0.00026592 | 0 | 0.0025473 | 0 | 0.0053745 | 0.016619 | 0.019607 | 0.0031719 | 0.0048181 | 0.0093389 | 0.023631 | 0.037278 | 0.081041 | 0.12913 | 0.17003 | 0.23054 | 0.33873 | 0.35152 | 0.41622 | 0.29503 | 0.13704 | 0.022098 | 0.0026872 | 0.0026872 | 2.2994 | 87 | 200.0479 | 0.41622
MO | pumped hydro | Spring | 0.003711 | 0.0017806 | 0 | 0.0013385 | 0.0030683 | 0.01336 | 0.033742 | 0.010459 | 0.00066681 | 0.01416 | 0.026269 | 0.076046 | 0.12917 | 0.16937 | 0.23393 | 0.29598 | 0.37962 | 0.3928 | 0.36633 | 0.28284 | 0.082085 | 0.017511 | 0 | 0.014641 | 2.5489 | 63 | 160.579 | 0.3928
MO | pumped hydro | Summer | 0 | 0 | 0.0029594 | 0.0029594 | 0.0061268 | 0.024232 | 0.026904 | 0.0089263 | 0.0058224 | 0.0065468 | 0.029347 | 0.074121 | 0.13409 | 0.16783 | 0.22542 | 0.26634 | 0.38619 | 0.42583 | 0.39778 | 0.27155 | 0.1322 | 0.0067337 | 0 | 0 | 2.6019 | 79 | 205.5504 | 0.42583
MO | pumped hydro | Fall | 0 | 0 | 0 | 0.0020874 | 0.0041748 | 0.021082 | 0.018103 | 0.016043 | 0.0096053 | 0.013075 | 0.019291 | 0.031118 | 0.048297 | 0.071976 | 0.11924 | 0.17424 | 0.24624 | 0.29497 | 0.3018 | 0.23791 | 0.13372 | 0.041857 | 0.01077 | 0.00070532 | 1.8163 | 112 | 203.4251 | 0.3018
MO | pumped hydro | Summer Peak | 0 | 0 | 0 | 0 | 0 | 0 | 0 | 0 | 0 | 0.07793 | 0.16251 | 0.38498 | 0.50677 | 0.54997 | 0.4141 | 0.52308 | 0.70216 | 0.77773 | 0.66192 | 0.52983 | 0.23762 | 0 | 0 | 0 | 5.5286 | 6 | 33.1717 | 0.77773
MO | pumped hydro | Winter Peak | 0.013107 | 0.00026213 | 0 | 0 | 0 | 0.072687 | 0.18475 | 0.081498 | 0.018138 | 0.0040504 | 0.0021647 | 0 | 0 | 0 | 0.0051919 | 0.027431 | 0.20823 | 0.28404 | 0.29163 | 0.22252 | 0.13815 | 0.039058 | 0.0069339 | 0 | 1.5998 | 18 | 28.797 | 0.29163
MO | smr | Winter | 0.851 | 0.851 | 0.851 | 0.851 | 0.851 | 0.851 | 0.851 | 0.851 | 0.851 | 0.851 | 0.851 | 0.851 | 0.851 | 0.851 | 0.851 | 0.851 | 0.851 | 0.851 | 0.851 | 0.851 | 0.851 | 0.851 | 0.851 | 0.851 | 20.424 | 87 | 1776.888 | 0.851
MO | smr | Spring | 0.851 | 0.851 | 0.851 | 0.851 | 0.851 | 0.851 | 0.851 | 0.851 | 0.851 | 0.851 | 0.851 | 0.851 | 0.851 | 0.851 | 0.851 | 0.851 | 0.851 | 0.851 | 0.851 | 0.851 | 0.851 | 0.851 | 0.851 | 0.851 | 20.424 | 63 | 1286.712 | 0.851
MO | smr | Summer | 0.851 | 0.851 | 0.851 | 0.851 | 0.851 | 0.851 | 0.851 | 0.851 | 0.851 | 0.851 | 0.851 | 0.851 | 0.851 | 0.851 | 0.851 | 0.851 | 0.851 | 0.851 | 0.851 | 0.851 | 0.851 | 0.851 | 0.851 | 0.851 | 20.424 | 79 | 1613.496 | 0.851
MO | smr | Fall | 0.851 | 0.851 | 0.851 | 0.851 | 0.851 | 0.851 | 0.851 | 0.851 | 0.851 | 0.851 | 0.851 | 0.851 | 0.851 | 0.851 | 0.851 | 0.851 | 0.851 | 0.851 | 0.851 | 0.851 | 0.851 | 0.851 | 0.851 | 0.851 | 20.424 | 112 | 2287.488 | 0.851
MO | smr | Summer Peak | 0.851 | 0.851 | 0.851 | 0.851 | 0.851 | 0.851 | 0.851 | 0.851 | 0.851 | 0.851 | 0.851 | 0.851 | 0.851 | 0.851 | 0.851 | 0.851 | 0.851 | 0.851 | 0.851 | 0.851 | 0.851 | 0.851 | 0.851 | 0.851 | 20.424 | 6 | 122.544 | 0.851
MO | smr | Winter Peak | 0.851 | 0.851 | 0.851 | 0.851 | 0.851 | 0.851 | 0.851 | 0.851 | 0.851 | 0.851 | 0.851 | 0.851 | 0.851 | 0.851 | 0.851 | 0.851 | 0.851 | 0.851 | 0.851 | 0.851 | 0.851 | 0.851 | 0.851 | 0.851 | 20.424 | 18 | 367.632 | 0.851
MO | solar pv dist | Winter | 0 | 0 | 0 | 0 | 0.0015991 | 0.010449 | 0.24276 | 0.36912 | 0.42809 | 0.43502 | 0.42393 | 0.42673 | 0.43315 | 0.5589 | 0.52271 | 0.42284 | 0.26487 | 0.14909 | 0.010513 | 0 | 0 | 0 | 0 | 0 | 4.6998 | 87 | 408.8806 | 0.5589
MO | solar pv dist | Spring | 0 | 0 | 0 | 0 | 0.0004227 | 0.005721 | 0.13042 | 0.25051 | 0.34087 | 0.35081 | 0.34319 | 0.33994 | 0.34543 | 0.46817 | 0.41968 | 0.30261 | 0.1575 | 0.082856 | 0.0048392 | 0 | 0 | 0 | 0 | 0 | 3.543 | 63 | 223.2075 | 0.46817
MO | solar pv dist | Summer | 0 | 0 | 0 | 0 | 0.0012031 | 0.0085027 | 0.18498 | 0.29251 | 0.35459 | 0.36278 | 0.36271 | 0.36604 | 0.36412 | 0.48245 | 0.45101 | 0.33449 | 0.18705 | 0.098034 | 0.008712 | 0 | 0 | 0 | 0 | 0 | 3.8592 | 79 | 304.8747 | 0.48245
MO | solar pv dist | Fall | 0 | 0 | 0 | 0 | 0.00059442 | 0.0057269 | 0.20887 | 0.34915 | 0.39931 | 0.40364 | 0.40383 | 0.4047 | 0.40581 | 0.52142 | 0.47774 | 0.35766 | 0.17937 | 0.085125 | 0.0028778 | 0 | 0 | 0 | 0 | 0 | 4.2058 | 112 | 471.0519 | 0.52142
MO | solar pv dist | Summer Peak | 0 | 0 | 0 | 0 | 0.0024487 | 0.015687 | 0.26286 | 0.34259 | 0.39073 | 0.39914 | 0.3934 | 0.39723 | 0.40297 | 0.50612 | 0.47635 | 0.45049 | 0.33043 | 0.19299 | 0.019819 | 0 | 0 | 0 | 0 | 0 | 4.5833 | 6 | 27.4995 | 0.50612
MO | solar pv dist | Winter Peak | 0 | 0 | 0 | 0 | 0 | 0 | 0.010637 | 0.14835 | 0.29775 | 0.31527 | 0.31428 | 0.30122 | 0.30767 | 0.47368 | 0.42677 | 0.22592 | 0.021146 | 0 | 0 | 0 | 0 | 0 | 0 | 0 | 2.8427 | 18 | 51.1685 | 0.47368
MO | solar pv | Winter | 0 | 0 | 0 | 0 | 0.0049709 | 0.049124 | 0.13045 | 0.20419 | 0.24206 | 0.24745 | 0.24172 | 0.24188 | 0.24442 | 0.24336 | 0.2344 | 0.19989 | 0.13696 | 0.054454 | 0.0060009 | 0 | 0 | 0 | 0 | 0 | 2.4813 | 87 | 215.8753 | 0.24745
MO | solar pv | Spring | 0 | 0 | 0 | 0 | 0.0015286 | 0.026142 | 0.073097 | 0.13837 | 0.19225 | 0.20056 | 0.19763 | 0.19587 | 0.19781 | 0.19762 | 0.18542 | 0.14275 | 0.083245 | 0.032355 | 0.0030572 | 0 | 0 | 0 | 0 | 0 | 1.8677 | 63 | 117.665 | 0.20056
MO | solar pv | Summer | 0 | 0 | 0 | 0 | 0.003674 | 0.038331 | 0.10048 | 0.1628 | 0.20233 | 0.21087 | 0.2093 | 0.21005 | 0.20867 | 0.20661 | 0.19748 | 0.16069 | 0.099693 | 0.041886 | 0.0052146 | 0 | 0 | 0 | 0 | 0 | 2.0581 | 79 | 162.5893 | 0.21087
MO | solar pv | Fall | 0 | 0 | 0 | 0 | 0.0019466 | 0.027204 | 0.10135 | 0.18328 | 0.21666 | 0.22254 | 0.22152 | 0.2199 | 0.22009 | 0.21681 | 0.20355 | 0.16255 | 0.08996 | 0.027228 | 0.0014132 | 0 | 0 | 0 | 0 | 0 | 2.116 | 112 | 236.9912 | 0.22254
MO | solar pv | Summer Peak | 0 | 0 | 0 | 0 | 0.0076536 | 0.073861 | 0.16905 | 0.21423 | 0.23392 | 0.24276 | 0.23481 | 0.23949 | 0.24551 | 0.25108 | 0.24558 | 0.23704 | 0.1903 | 0.099125 | 0.015604 | 0 | 0 | 0 | 0 | 0 | 2.7 | 6 | 16.2001 | 0.25108
MO | solar pv | Winter Peak | 0 | 0 | 0 | 0 | 0 | 0 | 0.0018329 | 0.063879 | 0.15149 | 0.16409 | 0.16187 | 0.15763 | 0.16082 | 0.16835 | 0.15951 | 0.09375 | 0.01184 | 0 | 0 | 0 | 0 | 0 | 0 | 0 | 1.2951 | 18 | 23.3112 | 0.16835
MO | solar thermal | Winter | 0 | 0 | 0 | 0 | 0 | 0 | 0 | 0 | 0 | 0.08597 | 0.37963 | 0.49887 | 0.49723 | 0.48344 | 0.47116 | 0.48279 | 0.49202 | 0.44649 | 0.21282 | 0.015243 | 0 | 0 | 0 | 0 | 4.0657 | 87 | 353.7129 | 0.49887
MO | solar thermal | Spring | 0 | 0 | 0 | 0 | 0 | 0 | 0 | 0.0076376 | 0.18687 | 0.48014 | 0.63047 | 0.67382 | 0.67706 | 0.67418 | 0.66674 | 0.6665 | 0.66683 | 0.64842 | 0.56803 | 0.30656 | 0.039289 | 0 | 0 | 0 | 6.8926 | 63 | 434.2315 | 0.67706
MO | solar thermal | Summer | 0 | 0 | 0 | 0 | 0 | 0 | 0 | 0.024165 | 0.27576 | 0.51489 | 0.59949 | 0.63012 | 0.63917 | 0.63842 | 0.63267 | 0.62353 | 0.61338 | 0.59439 | 0.54207 | 0.40006 | 0.11962 | 2.6056e-06 | 0 | 0 | 6.8477 | 79 | 540.9701 | 0.63917
MO | solar thermal | Fall | 0 | 0 | 0 | 0 | 0 | 0 | 0 | 0 | 0.054994 | 0.36422 | 0.55217 | 0.58569 | 0.57826 | 0.56812 | 0.56341 | 0.56827 | 0.56955 | 0.52878 | 0.35579 | 0.077412 | 3.2207e-05 | 0 | 0 | 0 | 5.3667 | 112 | 601.0698 | 0.58569
MO | solar thermal | Summer Peak | 0 | 0 | 0 | 0 | 0 | 0 | 0 | 0.027732 | 0.38084 | 0.62249 | 0.69231 | 0.71807 | 0.7248 | 0.72465 | 0.72329 | 0.72571 | 0.72389 | 0.71218 | 0.67311 | 0.55977 | 0.22117 | 0 | 0 | 0 | 8.23 | 6 | 49.3801 | 0.72571
MO | solar thermal | Winter Peak | 0 | 0 | 0 | 0 | 0 | 0 | 0 | 0 | 0 | 0.0026447 | 0.27588 | 0.35613 | 0.39021 | 0.41121 | 0.42512 | 0.48557 | 0.52766 | 0.49305 | 0.19344 | 0 | 0 | 0 | 0 | 0 | 3.5609 | 18 | 64.0963 | 0.52766
MO | natural gas steam turbine | Winter | 0.189 | 0.189 | 0.189 | 0.189 | 0.189 | 0.189 | 0.189 | 0.189 | 0.189 | 0.189 | 0.189 | 0.189 | 0.189 | 0.189 | 0.189 | 0.189 | 0.189 | 0.189 | 0.189 | 0.189 | 0.189 | 0.189 | 0.189 | 0.189 | 4.536 | 87 | 394.632 | 0.189
MO | natural gas steam turbine | Spring | 0.189 | 0.189 | 0.189 | 0.189 | 0.189 | 0.189 | 0.189 | 0.189 | 0.189 | 0.189 | 0.189 | 0.189 | 0.189 | 0.189 | 0.189 | 0.189 | 0.189 | 0.189 | 0.189 | 0.189 | 0.189 | 0.189 | 0.189 | 0.189 | 4.536 | 63 | 285.768 | 0.189
MO | natural gas steam turbine | Summer | 0.189 | 0.189 | 0.189 | 0.189 | 0.189 | 0.189 | 0.189 | 0.189 | 0.189 | 0.189 | 0.189 | 0.189 | 0.189 | 0.189 | 0.189 | 0.189 | 0.189 | 0.189 | 0.189 | 0.189 | 0.189 | 0.189 | 0.189 | 0.189 | 4.536 | 79 | 358.344 | 0.189
MO | natural gas steam turbine | Fall | 0.189 | 0.189 | 0.189 | 0.189 | 0.189 | 0.189 | 0.189 | 0.189 | 0.189 | 0.189 | 0.189 | 0.189 | 0.189 | 0.189 | 0.189 | 0.189 | 0.189 | 0.189 | 0.189 | 0.189 | 0.189 | 0.189 | 0.189 | 0.189 | 4.536 | 112 | 508.032 | 0.189
MO | natural gas steam turbine | Summer Peak | 0.189 | 0.189 | 0.189 | 0.189 | 0.189 | 0.189 | 0.189 | 0.189 | 0.189 | 0.189 | 0.189 | 0.189 | 0.189 | 0.189 | 0.189 | 0.189 | 0.189 | 0.189 | 0.189 | 0.189 | 0.189 | 0.189 | 0.189 | 0.189 | 4.536 | 6 | 27.216 | 0.189
MO | natural gas steam turbine | Winter Peak | 0.189 | 0.189 | 0.189 | 0.189 | 0.189 | 0.189 | 0.189 | 0.189 | 0.189 | 0.189 | 0.189 | 0.189 | 0.189 | 0.189 | 0.189 | 0.189 | 0.189 | 0.189 | 0.189 | 0.189 | 0.189 | 0.189 | 0.189 | 0.189 | 4.536 | 18 | 81.648 | 0.189
MS | biomass ccs | Winter | 0.8 | 0.8 | 0.8 | 0.8 | 0.8 | 0.8 | 0.8 | 0.8 | 0.8 | 0.8 | 0.8 | 0.8 | 0.8 | 0.8 | 0.8 | 0.8 | 0.8 | 0.8 | 0.8 | 0.8 | 0.8 | 0.8 | 0.8 | 0.8 | 19.2 | 46 | 883.2 | 0.8
MS | biomass ccs | Spring | 0.8 | 0.8 | 0.8 | 0.8 | 0.8 | 0.8 | 0.8 | 0.8 | 0.8 | 0.8 | 0.8 | 0.8 | 0.8 | 0.8 | 0.8 | 0.8 | 0.8 | 0.8 | 0.8 | 0.8 | 0.8 | 0.8 | 0.8 | 0.8 | 19.2 | 146 | 2803.2 | 0.8
MS | biomass ccs | Summer | 0.8 | 0.8 | 0.8 | 0.8 | 0.8 | 0.8 | 0.8 | 0.8 | 0.8 | 0.8 | 0.8 | 0.8 | 0.8 | 0.8 | 0.8 | 0.8 | 0.8 | 0.8 | 0.8 | 0.8 | 0.8 | 0.8 | 0.8 | 0.8 | 19.2 | 67 | 1286.4 | 0.8
MS | biomass ccs | Fall | 0.8 | 0.8 | 0.8 | 0.8 | 0.8 | 0.8 | 0.8 | 0.8 | 0.8 | 0.8 | 0.8 | 0.8 | 0.8 | 0.8 | 0.8 | 0.8 | 0.8 | 0.8 | 0.8 | 0.8 | 0.8 | 0.8 | 0.8 | 0.8 | 19.2 | 83 | 1593.6 | 0.8
MS | biomass ccs | Summer Peak | 0.8 | 0.8 | 0.8 | 0.8 | 0.8 | 0.8 | 0.8 | 0.8 | 0.8 | 0.8 | 0.8 | 0.8 | 0.8 | 0.8 | 0.8 | 0.8 | 0.8 | 0.8 | 0.8 | 0.8 | 0.8 | 0.8 | 0.8 | 0.8 | 19.2 | 19 | 364.8 | 0.8
MS | biomass ccs | Winter Peak | 0.8 | 0.8 | 0.8 | 0.8 | 0.8 | 0.8 | 0.8 | 0.8 | 0.8 | 0.8 | 0.8 | 0.8 | 0.8 | 0.8 | 0.8 | 0.8 | 0.8 | 0.8 | 0.8 | 0.8 | 0.8 | 0.8 | 0.8 | 0.8 | 19.2 | 4 | 76.8 | 0.8
MS | biomass | Winter | 0.5102 | 0.5102 | 0.5102 | 0.5102 | 0.5102 | 0.5102 | 0.5102 | 0.5102 | 0.5102 | 0.5102 | 0.5102 | 0.5102 | 0.5102 | 0.5102 | 0.5102 | 0.5102 | 0.5102 | 0.5102 | 0.5102 | 0.5102 | 0.5102 | 0.5102 | 0.5102 | 0.5102 | 12.2448 | 46 | 563.2608 | 0.5102
MS | biomass | Spring | 0.5102 | 0.5102 | 0.5102 | 0.5102 | 0.5102 | 0.5102 | 0.5102 | 0.5102 | 0.5102 | 0.5102 | 0.5102 | 0.5102 | 0.5102 | 0.5102 | 0.5102 | 0.5102 | 0.5102 | 0.5102 | 0.5102 | 0.5102 | 0.5102 | 0.5102 | 0.5102 | 0.5102 | 12.2448 | 146 | 1787.7408 | 0.5102
MS | biomass | Summer | 0.5102 | 0.5102 | 0.5102 | 0.5102 | 0.5102 | 0.5102 | 0.5102 | 0.5102 | 0.5102 | 0.5102 | 0.5102 | 0.5102 | 0.5102 | 0.5102 | 0.5102 | 0.5102 | 0.5102 | 0.5102 | 0.5102 | 0.5102 | 0.5102 | 0.5102 | 0.5102 | 0.5102 | 12.2448 | 67 | 820.4016 | 0.5102
MS | biomass | Fall | 0.5102 | 0.5102 | 0.5102 | 0.5102 | 0.5102 | 0.5102 | 0.5102 | 0.5102 | 0.5102 | 0.5102 | 0.5102 | 0.5102 | 0.5102 | 0.5102 | 0.5102 | 0.5102 | 0.5102 | 0.5102 | 0.5102 | 0.5102 | 0.5102 | 0.5102 | 0.5102 | 0.5102 | 12.2448 | 83 | 1016.3184 | 0.5102
MS | biomass | Summer Peak | 0.5102 | 0.5102 | 0.5102 | 0.5102 | 0.5102 | 0.5102 | 0.5102 | 0.5102 | 0.5102 | 0.5102 | 0.5102 | 0.5102 | 0.5102 | 0.5102 | 0.5102 | 0.5102 | 0.5102 | 0.5102 | 0.5102 | 0.5102 | 0.5102 | 0.5102 | 0.5102 | 0.5102 | 12.2448 | 19 | 232.6512 | 0.5102
MS | biomass | Winter Peak | 0.5102 | 0.5102 | 0.5102 | 0.5102 | 0.5102 | 0.5102 | 0.5102 | 0.5102 | 0.5102 | 0.5102 | 0.5102 | 0.5102 | 0.5102 | 0.5102 | 0.5102 | 0.5102 | 0.5102 | 0.5102 | 0.5102 | 0.5102 | 0.5102 | 0.5102 | 0.5102 | 0.5102 | 12.2448 | 4 | 48.9792 | 0.5102
MS | natural gas combined cycle ccs | Winter | 0.8 | 0.8 | 0.8 | 0.8 | 0.8 | 0.8 | 0.8 | 0.8 | 0.8 | 0.8 | 0.8 | 0.8 | 0.8 | 0.8 | 0.8 | 0.8 | 0.8 | 0.8 | 0.8 | 0.8 | 0.8 | 0.8 | 0.8 | 0.8 | 19.2 | 46 | 883.2 | 0.8
MS | natural gas combined cycle ccs | Spring | 0.8 | 0.8 | 0.8 | 0.8 | 0.8 | 0.8 | 0.8 | 0.8 | 0.8 | 0.8 | 0.8 | 0.8 | 0.8 | 0.8 | 0.8 | 0.8 | 0.8 | 0.8 | 0.8 | 0.8 | 0.8 | 0.8 | 0.8 | 0.8 | 19.2 | 146 | 2803.2 | 0.8
MS | natural gas combined cycle ccs | Summer | 0.8 | 0.8 | 0.8 | 0.8 | 0.8 | 0.8 | 0.8 | 0.8 | 0.8 | 0.8 | 0.8 | 0.8 | 0.8 | 0.8 | 0.8 | 0.8 | 0.8 | 0.8 | 0.8 | 0.8 | 0.8 | 0.8 | 0.8 | 0.8 | 19.2 | 67 | 1286.4 | 0.8
MS | natural gas combined cycle ccs | Fall | 0.8 | 0.8 | 0.8 | 0.8 | 0.8 | 0.8 | 0.8 | 0.8 | 0.8 | 0.8 | 0.8 | 0.8 | 0.8 | 0.8 | 0.8 | 0.8 | 0.8 | 0.8 | 0.8 | 0.8 | 0.8 | 0.8 | 0.8 | 0.8 | 19.2 | 83 | 1593.6 | 0.8
MS | natural gas combined cycle ccs | Summer Peak | 0.8 | 0.8 | 0.8 | 0.8 | 0.8 | 0.8 | 0.8 | 0.8 | 0.8 | 0.8 | 0.8 | 0.8 | 0.8 | 0.8 | 0.8 | 0.8 | 0.8 | 0.8 | 0.8 | 0.8 | 0.8 | 0.8 | 0.8 | 0.8 | 19.2 | 19 | 364.8 | 0.8
MS | natural gas combined cycle ccs | Winter Peak | 0.8 | 0.8 | 0.8 | 0.8 | 0.8 | 0.8 | 0.8 | 0.8 | 0.8 | 0.8 | 0.8 | 0.8 | 0.8 | 0.8 | 0.8 | 0.8 | 0.8 | 0.8 | 0.8 | 0.8 | 0.8 | 0.8 | 0.8 | 0.8 | 19.2 | 4 | 76.8 | 0.8
MS | natural gas combined cycle | Winter | 0.7187 | 0.7187 | 0.7187 | 0.7187 | 0.7187 | 0.7187 | 0.7187 | 0.7187 | 0.7187 | 0.7187 | 0.7187 | 0.7187 | 0.7187 | 0.7187 | 0.7187 | 0.7187 | 0.7187 | 0.7187 | 0.7187 | 0.7187 | 0.7187 | 0.7187 | 0.7187 | 0.7187 | 17.2488 | 46 | 793.4448 | 0.7187
MS | natural gas combined cycle | Spring | 0.7187 | 0.7187 | 0.7187 | 0.7187 | 0.7187 | 0.7187 | 0.7187 | 0.7187 | 0.7187 | 0.7187 | 0.7187 | 0.7187 | 0.7187 | 0.7187 | 0.7187 | 0.7187 | 0.7187 | 0.7187 | 0.7187 | 0.7187 | 0.7187 | 0.7187 | 0.7187 | 0.7187 | 17.2488 | 146 | 2518.3248 | 0.7187
MS | natural gas combined cycle | Summer | 0.7187 | 0.7187 | 0.7187 | 0.7187 | 0.7187 | 0.7187 | 0.7187 | 0.7187 | 0.7187 | 0.7187 | 0.7187 | 0.7187 | 0.7187 | 0.7187 | 0.7187 | 0.7187 | 0.7187 | 0.7187 | 0.7187 | 0.7187 | 0.7187 | 0.7187 | 0.7187 | 0.7187 | 17.2488 | 67 | 1155.6696 | 0.7187
MS | natural gas combined cycle | Fall | 0.7187 | 0.7187 | 0.7187 | 0.7187 | 0.7187 | 0.7187 | 0.7187 | 0.7187 | 0.7187 | 0.7187 | 0.7187 | 0.7187 | 0.7187 | 0.7187 | 0.7187 | 0.7187 | 0.7187 | 0.7187 | 0.7187 | 0.7187 | 0.7187 | 0.7187 | 0.7187 | 0.7187 | 17.2488 | 83 | 1431.6504 | 0.7187
MS | natural gas combined cycle | Summer Peak | 0.7187 | 0.7187 | 0.7187 | 0.7187 | 0.7187 | 0.7187 | 0.7187 | 0.7187 | 0.7187 | 0.7187 | 0.7187 | 0.7187 | 0.7187 | 0.7187 | 0.7187 | 0.7187 | 0.7187 | 0.7187 | 0.7187 | 0.7187 | 0.7187 | 0.7187 | 0.7187 | 0.7187 | 17.2488 | 19 | 327.7272 | 0.7187
MS | natural gas combined cycle | Winter Peak | 0.7187 | 0.7187 | 0.7187 | 0.7187 | 0.7187 | 0.7187 | 0.7187 | 0.7187 | 0.7187 | 0.7187 | 0.7187 | 0.7187 | 0.7187 | 0.7187 | 0.7187 | 0.7187 | 0.7187 | 0.7187 | 0.7187 | 0.7187 | 0.7187 | 0.7187 | 0.7187 | 0.7187 | 17.2488 | 4 | 68.9952 | 0.7187
MS | crude oil | Winter | 0.001 | 0.001 | 0.001 | 0.001 | 0.001 | 0.001 | 0.001 | 0.001 | 0.001 | 0.001 | 0.001 | 0.001 | 0.001 | 0.001 | 0.001 | 0.001 | 0.001 | 0.001 | 0.001 | 0.001 | 0.001 | 0.001 | 0.001 | 0.001 | 0.024 | 46 | 1.104 | 0.001
MS | crude oil | Spring | 0.001 | 0.001 | 0.001 | 0.001 | 0.001 | 0.001 | 0.001 | 0.001 | 0.001 | 0.001 | 0.001 | 0.001 | 0.001 | 0.001 | 0.001 | 0.001 | 0.001 | 0.001 | 0.001 | 0.001 | 0.001 | 0.001 | 0.001 | 0.001 | 0.024 | 146 | 3.504 | 0.001
MS | crude oil | Summer | 0.001 | 0.001 | 0.001 | 0.001 | 0.001 | 0.001 | 0.001 | 0.001 | 0.001 | 0.001 | 0.001 | 0.001 | 0.001 | 0.001 | 0.001 | 0.001 | 0.001 | 0.001 | 0.001 | 0.001 | 0.001 | 0.001 | 0.001 | 0.001 | 0.024 | 67 | 1.608 | 0.001
MS | crude oil | Fall | 0.001 | 0.001 | 0.001 | 0.001 | 0.001 | 0.001 | 0.001 | 0.001 | 0.001 | 0.001 | 0.001 | 0.001 | 0.001 | 0.001 | 0.001 | 0.001 | 0.001 | 0.001 | 0.001 | 0.001 | 0.001 | 0.001 | 0.001 | 0.001 | 0.024 | 83 | 1.992 | 0.001
MS | crude oil | Summer Peak | 0.001 | 0.001 | 0.001 | 0.001 | 0.001 | 0.001 | 0.001 | 0.001 | 0.001 | 0.001 | 0.001 | 0.001 | 0.001 | 0.001 | 0.001 | 0.001 | 0.001 | 0.001 | 0.001 | 0.001 | 0.001 | 0.001 | 0.001 | 0.001 | 0.024 | 19 | 0.456 | 0.001
MS | crude oil | Winter Peak | 0.001 | 0.001 | 0.001 | 0.001 | 0.001 | 0.001 | 0.001 | 0.001 | 0.001 | 0.001 | 0.001 | 0.001 | 0.001 | 0.001 | 0.001 | 0.001 | 0.001 | 0.001 | 0.001 | 0.001 | 0.001 | 0.001 | 0.001 | 0.001 | 0.024 | 4 | 0.096 | 0.001
MS | geothermal | Winter | 0.6595 | 0.6595 | 0.6595 | 0.6595 | 0.6595 | 0.6595 | 0.6595 | 0.6595 | 0.6595 | 0.6595 | 0.6595 | 0.6595 | 0.6595 | 0.6595 | 0.6595 | 0.6595 | 0.6595 | 0.6595 | 0.6595 | 0.6595 | 0.6595 | 0.6595 | 0.6595 | 0.6595 | 15.828 | 46 | 728.088 | 0.6595
MS | geothermal | Spring | 0.6595 | 0.6595 | 0.6595 | 0.6595 | 0.6595 | 0.6595 | 0.6595 | 0.6595 | 0.6595 | 0.6595 | 0.6595 | 0.6595 | 0.6595 | 0.6595 | 0.6595 | 0.6595 | 0.6595 | 0.6595 | 0.6595 | 0.6595 | 0.6595 | 0.6595 | 0.6595 | 0.6595 | 15.828 | 146 | 2310.888 | 0.6595
MS | geothermal | Summer | 0.6595 | 0.6595 | 0.6595 | 0.6595 | 0.6595 | 0.6595 | 0.6595 | 0.6595 | 0.6595 | 0.6595 | 0.6595 | 0.6595 | 0.6595 | 0.6595 | 0.6595 | 0.6595 | 0.6595 | 0.6595 | 0.6595 | 0.6595 | 0.6595 | 0.6595 | 0.6595 | 0.6595 | 15.828 | 67 | 1060.476 | 0.6595
MS | geothermal | Fall | 0.6595 | 0.6595 | 0.6595 | 0.6595 | 0.6595 | 0.6595 | 0.6595 | 0.6595 | 0.6595 | 0.6595 | 0.6595 | 0.6595 | 0.6595 | 0.6595 | 0.6595 | 0.6595 | 0.6595 | 0.6595 | 0.6595 | 0.6595 | 0.6595 | 0.6595 | 0.6595 | 0.6595 | 15.828 | 83 | 1313.724 | 0.6595
MS | geothermal | Summer Peak | 0.6595 | 0.6595 | 0.6595 | 0.6595 | 0.6595 | 0.6595 | 0.6595 | 0.6595 | 0.6595 | 0.6595 | 0.6595 | 0.6595 | 0.6595 | 0.6595 | 0.6595 | 0.6595 | 0.6595 | 0.6595 | 0.6595 | 0.6595 | 0.6595 | 0.6595 | 0.6595 | 0.6595 | 15.828 | 19 | 300.732 | 0.6595
MS | geothermal | Winter Peak | 0.6595 | 0.6595 | 0.6595 | 0.6595 | 0.6595 | 0.6595 | 0.6595 | 0.6595 | 0.6595 | 0.6595 | 0.6595 | 0.6595 | 0.6595 | 0.6595 | 0.6595 | 0.6595 | 0.6595 | 0.6595 | 0.6595 | 0.6595 | 0.6595 | 0.6595 | 0.6595 | 0.6595 | 15.828 | 4 | 63.312 | 0.6595
MS | hard coal ccs | Winter | 0.8 | 0.8 | 0.8 | 0.8 | 0.8 | 0.8 | 0.8 | 0.8 | 0.8 | 0.8 | 0.8 | 0.8 | 0.8 | 0.8 | 0.8 | 0.8 | 0.8 | 0.8 | 0.8 | 0.8 | 0.8 | 0.8 | 0.8 | 0.8 | 19.2 | 46 | 883.2 | 0.8
MS | hard coal ccs | Spring | 0.8 | 0.8 | 0.8 | 0.8 | 0.8 | 0.8 | 0.8 | 0.8 | 0.8 | 0.8 | 0.8 | 0.8 | 0.8 | 0.8 | 0.8 | 0.8 | 0.8 | 0.8 | 0.8 | 0.8 | 0.8 | 0.8 | 0.8 | 0.8 | 19.2 | 146 | 2803.2 | 0.8
MS | hard coal ccs | Summer | 0.8 | 0.8 | 0.8 | 0.8 | 0.8 | 0.8 | 0.8 | 0.8 | 0.8 | 0.8 | 0.8 | 0.8 | 0.8 | 0.8 | 0.8 | 0.8 | 0.8 | 0.8 | 0.8 | 0.8 | 0.8 | 0.8 | 0.8 | 0.8 | 19.2 | 67 | 1286.4 | 0.8
MS | hard coal ccs | Fall | 0.8 | 0.8 | 0.8 | 0.8 | 0.8 | 0.8 | 0.8 | 0.8 | 0.8 | 0.8 | 0.8 | 0.8 | 0.8 | 0.8 | 0.8 | 0.8 | 0.8 | 0.8 | 0.8 | 0.8 | 0.8 | 0.8 | 0.8 | 0.8 | 19.2 | 83 | 1593.6 | 0.8
MS | hard coal ccs | Summer Peak | 0.8 | 0.8 | 0.8 | 0.8 | 0.8 | 0.8 | 0.8 | 0.8 | 0.8 | 0.8 | 0.8 | 0.8 | 0.8 | 0.8 | 0.8 | 0.8 | 0.8 | 0.8 | 0.8 | 0.8 | 0.8 | 0.8 | 0.8 | 0.8 | 19.2 | 19 | 364.8 | 0.8
MS | hard coal ccs | Winter Peak | 0.8 | 0.8 | 0.8 | 0.8 | 0.8 | 0.8 | 0.8 | 0.8 | 0.8 | 0.8 | 0.8 | 0.8 | 0.8 | 0.8 | 0.8 | 0.8 | 0.8 | 0.8 | 0.8 | 0.8 | 0.8 | 0.8 | 0.8 | 0.8 | 19.2 | 4 | 76.8 | 0.8
MS | hard coal | Winter | 0.14862 | 0.15028 | 0.15028 | 0.15573 | 0.18499 | 0.23509 | 0.24659 | 0.21271 | 0.17899 | 0.17554 | 0.16453 | 0.15712 | 0.15171 | 0.15154 | 0.16149 | 0.22944 | 0.30361 | 0.30971 | 0.31847 | 0.31194 | 0.27353 | 0.21434 | 0.16814 | 0.15028 | 4.9047 | 46 | 225.6151 | 0.31847
MS | hard coal | Spring | 0.10395 | 0.10086 | 0.1018 | 0.10632 | 0.12041 | 0.14185 | 0.13894 | 0.12403 | 0.12086 | 0.12759 | 0.13343 | 0.1396 | 0.1418 | 0.14691 | 0.15375 | 0.1917 | 0.23007 | 0.23991 | 0.24119 | 0.23321 | 0.21401 | 0.15013 | 0.11907 | 0.10802 | 3.6294 | 146 | 529.8925 | 0.24119
MS | hard coal | Summer | 0.09925 | 0.09925 | 0.10039 | 0.1077 | 0.12171 | 0.14435 | 0.13693 | 0.12384 | 0.11732 | 0.11708 | 0.122 | 0.12794 | 0.13371 | 0.13786 | 0.14721 | 0.18856 | 0.22144 | 0.22696 | 0.22441 | 0.21525 | 0.19935 | 0.14535 | 0.10693 | 0.09388 | 3.4587 | 67 | 231.7303 | 0.22696
MS | hard coal | Fall | 0.15418 | 0.14776 | 0.14776 | 0.14776 | 0.15218 | 0.15535 | 0.15881 | 0.16739 | 0.18626 | 0.22306 | 0.26051 | 0.28823 | 0.30693 | 0.32613 | 0.32826 | 0.33992 | 0.35472 | 0.36131 | 0.35805 | 0.35287 | 0.33025 | 0.25118 | 0.19144 | 0.16885 | 5.8592 | 83 | 486.3105 | 0.36131
MS | hard coal | Summer Peak | 0.17227 | 0.16026 | 0.16026 | 0.16026 | 0.17227 | 0.16827 | 0.17227 | 0.20486 | 0.25739 | 0.32876 | 0.37842 | 0.38816 | 0.39212 | 0.40069 | 0.40069 | 0.40069 | 0.4083 | 0.4083 | 0.4083 | 0.4083 | 0.40373 | 0.36248 | 0.26444 | 0.1999 | 7.1814 | 19 | 136.4468 | 0.4083
MS | hard coal | Winter Peak | 0.13745 | 0.13745 | 0.13745 | 0.13745 | 0.15646 | 0.17814 | 0.17814 | 0.15646 | 0.13745 | 0.13745 | 0.13745 | 0.13745 | 0.13745 | 0.13745 | 0.13745 | 0.23517 | 0.27855 | 0.27855 | 0.30024 | 0.27855 | 0.27855 | 0.21885 | 0.19716 | 0.15646 | 4.4032 | 4 | 17.6127 | 0.30024
MS | heavy or residual fuel oil | Winter | 0 | 0 | 0 | 0 | 0 | 0 | 0 | 0 | 0 | 0 | 0 | 0 | 0 | 0 | 0 | 0 | 0 | 0 | 0 | 0 | 0 | 0 | 0 | 0 | 0 | 46 | 0 | 0
MS | heavy or residual fuel oil | Spring | 0 | 0 | 0 | 0 | 0 | 0 | 0 | 0 | 0 | 0 | 0 | 0 | 0 | 0 | 0 | 0 | 0 | 0 | 0 | 0 | 0 | 0 | 0 | 0 | 0 | 146 | 0 | 0
MS | heavy or residual fuel oil | Summer | 0.031402 | 0.031402 | 0.031402 | 0.031402 | 0.031402 | 0.031402 | 0.031402 | 0.031402 | 0.031402 | 0.031402 | 0.099326 | 0.18688 | 0.29471 | 0.36963 | 0.43656 | 0.48752 | 0.56743 | 0.59013 | 0.57243 | 0.4036 | 0.14463 | 0.021763 | 0.021763 | 0.021763 | 4.5321 | 67 | 303.654 | 0.59013
MS | heavy or residual fuel oil | Fall | 0 | 0 | 0 | 0 | 0 | 0 | 0 | 0 | 0 | 0 | 0 | 0 | 0 | 0 | 0.038466 | 0.068386 | 0.068386 | 0.068386 | 0.068386 | 0.022795 | 0 | 0 | 0 | 0 | 0.33481 | 83 | 27.789 | 0.068386
MS | heavy or residual fuel oil | Summer Peak | 0 | 0 | 0 | 0 | 0 | 0 | 0 | 0 | 0 | 0 | 0.056346 | 0.056346 | 0.95 | 0.95 | 0.95 | 0.95 | 0.95 | 0.95 | 0.95 | 0.95 | 0 | 0 | 0 | 0 | 7.7127 | 19 | 146.5411 | 0.95
MS | heavy or residual fuel oil | Winter Peak | 0 | 0 | 0 | 0 | 0 | 0 | 0 | 0 | 0 | 0 | 0 | 0 | 0 | 0 | 0 | 0 | 0 | 0 | 0 | 0 | 0 | 0 | 0 | 0 | 0 | 4 | 0 | 0
MS | hydro | Winter | 0.39398 | 0.3413 | 0.29574 | 0.27069 | 0.26147 | 0.2659 | 0.29469 | 0.3206 | 0.34506 | 0.33468 | 0.26526 | 0.24522 | 0.24026 | 0.23553 | 0.23333 | 0.23682 | 0.25899 | 0.30404 | 0.4052 | 0.50328 | 0.51893 | 0.502 | 0.47177 | 0.43837 | 7.9831 | 46 | 367.2236 | 0.51893
MS | hydro | Spring | 0.49734 | 0.46168 | 0.4223 | 0.39337 | 0.37743 | 0.37978 | 0.39013 | 0.39946 | 0.35313 | 0.28192 | 0.25628 | 0.25792 | 0.26328 | 0.26573 | 0.26874 | 0.27375 | 0.28666 | 0.32089 | 0.3695 | 0.49228 | 0.58628 | 0.56281 | 0.53639 | 0.51865 | 9.2157 | 146 | 1345.4934 | 0.58628
MS | hydro | Summer | 0.47887 | 0.44051 | 0.38585 | 0.34243 | 0.31582 | 0.30161 | 0.29958 | 0.29428 | 0.24049 | 0.21977 | 0.22596 | 0.24278 | 0.26292 | 0.28146 | 0.29588 | 0.3146 | 0.33279 | 0.36216 | 0.40857 | 0.46876 | 0.52699 | 0.51293 | 0.49899 | 0.49074 | 8.5448 | 67 | 572.4995 | 0.52699
MS | hydro | Fall | 0.335 | 0.26935 | 0.22435 | 0.19924 | 0.18814 | 0.18674 | 0.19327 | 0.20674 | 0.21176 | 0.18029 | 0.17905 | 0.18472 | 0.19021 | 0.19587 | 0.19771 | 0.20528 | 0.22413 | 0.25619 | 0.34201 | 0.45927 | 0.45785 | 0.43224 | 0.41018 | 0.37553 | 6.3051 | 83 | 523.3246 | 0.45927
MS | hydro | Summer Peak | 0.4916 | 0.47213 | 0.41129 | 0.37674 | 0.34937 | 0.33234 | 0.32924 | 0.3282 | 0.2368 | 0.23332 | 0.23563 | 0.25316 | 0.27317 | 0.29488 | 0.33076 | 0.36125 | 0.36447 | 0.39447 | 0.4311 | 0.4668 | 0.57378 | 0.52992 | 0.51037 | 0.49691 | 9.0777 | 19 | 172.476 | 0.57378
MS | hydro | Winter Peak | 0.42391 | 0.35641 | 0.29734 | 0.25606 | 0.25393 | 0.27311 | 0.31753 | 0.36003 | 0.39127 | 0.42638 | 0.30435 | 0.25831 | 0.25302 | 0.27346 | 0.26768 | 0.2472 | 0.2816 | 0.30829 | 0.43912 | 0.57117 | 0.57142 | 0.5692 | 0.54574 | 0.51618 | 8.7627 | 4 | 35.051 | 0.57142
MS | hydrogen combined cycle | Winter | 0.43055 | 0.43045 | 0.43086 | 0.43998 | 0.48016 | 0.55337 | 0.55883 | 0.50688 | 0.46544 | 0.45689 | 0.44924 | 0.44467 | 0.44173 | 0.43855 | 0.44011 | 0.48345 | 0.63759 | 0.66231 | 0.66096 | 0.64683 | 0.59468 | 0.50071 | 0.45444 | 0.4362 | 12.0449 | 46 | 554.0645 | 0.66231
MS | hydrogen combined cycle | Spring | 0.24802 | 0.24627 | 0.24289 | 0.24698 | 0.2621 | 0.26998 | 0.26142 | 0.25781 | 0.26139 | 0.26533 | 0.26818 | 0.27879 | 0.29545 | 0.30792 | 0.32807 | 0.35456 | 0.38401 | 0.39967 | 0.39965 | 0.3811 | 0.34685 | 0.30794 | 0.26957 | 0.25689 | 7.1408 | 146 | 1042.5591 | 0.39967
MS | hydrogen combined cycle | Summer | 0.69474 | 0.67984 | 0.67926 | 0.67928 | 0.68042 | 0.672 | 0.68257 | 0.72546 | 0.78848 | 0.90049 | 1 | 1 | 1 | 1 | 1 | 1 | 1 | 1 | 1 | 1 | 1 | 0.98226 | 0.82012 | 0.73096 | 20.7159 | 67 | 1387.9641 | 1
MS | hydrogen combined cycle | Fall | 0.54738 | 0.54697 | 0.54696 | 0.5471 | 0.54807 | 0.55595 | 0.54863 | 0.55217 | 0.57162 | 0.60853 | 0.64537 | 0.68421 | 0.71259 | 0.72867 | 0.74965 | 0.81969 | 0.88717 | 0.89571 | 0.88064 | 0.85912 | 0.74388 | 0.63298 | 0.56452 | 0.54192 | 15.9195 | 83 | 1321.3198 | 0.89571
MS | hydrogen combined cycle | Summer Peak | 0.69216 | 0.68377 | 0.68377 | 0.68377 | 0.69216 | 0.68377 | 0.69216 | 0.69216 | 1 | 1 | 1 | 1 | 1 | 1 | 1 | 1 | 1 | 1 | 1 | 1 | 1 | 1 | 1 | 0.80852 | 21.3122 | 19 | 404.9323 | 1
MS | hydrogen combined cycle | Winter Peak | 0.63368 | 0.63368 | 0.63368 | 0.63368 | 0.64206 | 0.64206 | 0.68903 | 0.64206 | 0.64206 | 0.64206 | 0.64206 | 0.64206 | 0.64206 | 0.64206 | 0.64206 | 0.83367 | 1 | 1 | 1 | 1 | 0.79914 | 0.54189 | 0.54189 | 0.5335 | 16.8944 | 4 | 67.5777 | 1
MS | hydrogen ct | Winter | 0.025555 | 0.025555 | 0.025555 | 0.025555 | 0.034015 | 0.034015 | 0.025555 | 0.025555 | 0.025555 | 0.025555 | 0.025555 | 0.025555 | 0.025555 | 0.025555 | 0.025555 | 0.025555 | 0.069097 | 0.12334 | 0.11488 | 0.089362 | 0.038316 | 0.012793 | 0.012793 | 0.012793 | 0.89918 | 46 | 41.3622 | 0.12334
MS | hydrogen ct | Spring | 0.040239 | 0.040239 | 0.040239 | 0.040239 | 0.040239 | 0.050946 | 0.048281 | 0.04426 | 0.04426 | 0.04426 | 0.073414 | 0.073414 | 0.13954 | 0.1422 | 0.15145 | 0.19899 | 0.22445 | 0.24858 | 0.242 | 0.11327 | 0.065372 | 0.034863 | 0.032198 | 0.032198 | 2.2051 | 146 | 321.9512 | 0.24858
MS | hydrogen ct | Summer | 0.017555 | 0.017555 | 0.017555 | 0.017555 | 0.017555 | 0.026317 | 0.026317 | 0.026317 | 0.026317 | 0.026317 | 0.026317 | 0.026317 | 0.026317 | 0.026317 | 0.026317 | 0.040886 | 0.055456 | 0.064218 | 0.052601 | 0.017555 | 0.0087934 | 3.1803e-05 | 3.1803e-05 | 3.1803e-05 | 0.59055 | 67 | 39.5666 | 0.064218
MS | hydrogen ct | Fall | 0.20514 | 0.20514 | 0.20514 | 0.20514 | 0.20514 | 0.20514 | 0.20514 | 0.20514 | 0.20514 | 0.2192 | 0.31239 | 0.44749 | 0.56383 | 0.73142 | 0.85677 | 1 | 1 | 1 | 1 | 0.81338 | 0.41541 | 0.25218 | 0.23343 | 0.23343 | 10.9252 | 83 | 906.7887 | 1
MS | hydrogen ct | Summer Peak | 0.37079 | 0.37079 | 0.37079 | 0.37079 | 0.37079 | 0.37079 | 0.37079 | 0.37079 | 0.37079 | 0.41175 | 0.79835 | 1 | 1 | 1 | 1 | 1 | 1 | 1 | 1 | 1 | 0.69722 | 0.39127 | 0.37079 | 0.37079 | 15.3772 | 19 | 292.1673 | 1
MS | hydrogen ct | Winter Peak | 3.1803e-05 | 3.1803e-05 | 3.1803e-05 | 3.1803e-05 | 3.1803e-05 | 3.1803e-05 | 3.1803e-05 | 3.1803e-05 | 3.1803e-05 | 3.1803e-05 | 3.1803e-05 | 3.1803e-05 | 3.1803e-05 | 3.1803e-05 | 3.1803e-05 | 3.1803e-05 | 3.1803e-05 | 0.14679 | 0.14679 | 0.14679 | 0.14679 | 0.14679 | 0.14679 | 0.14679 | 1.0281 | 4 | 4.1122 | 0.14679
MS | lignite ccs | Winter | 0.8 | 0.8 | 0.8 | 0.8 | 0.8 | 0.8 | 0.8 | 0.8 | 0.8 | 0.8 | 0.8 | 0.8 | 0.8 | 0.8 | 0.8 | 0.8 | 0.8 | 0.8 | 0.8 | 0.8 | 0.8 | 0.8 | 0.8 | 0.8 | 19.2 | 46 | 883.2 | 0.8
MS | lignite ccs | Spring | 0.8 | 0.8 | 0.8 | 0.8 | 0.8 | 0.8 | 0.8 | 0.8 | 0.8 | 0.8 | 0.8 | 0.8 | 0.8 | 0.8 | 0.8 | 0.8 | 0.8 | 0.8 | 0.8 | 0.8 | 0.8 | 0.8 | 0.8 | 0.8 | 19.2 | 146 | 2803.2 | 0.8
MS | lignite ccs | Summer | 0.8 | 0.8 | 0.8 | 0.8 | 0.8 | 0.8 | 0.8 | 0.8 | 0.8 | 0.8 | 0.8 | 0.8 | 0.8 | 0.8 | 0.8 | 0.8 | 0.8 | 0.8 | 0.8 | 0.8 | 0.8 | 0.8 | 0.8 | 0.8 | 19.2 | 67 | 1286.4 | 0.8
MS | lignite ccs | Fall | 0.8 | 0.8 | 0.8 | 0.8 | 0.8 | 0.8 | 0.8 | 0.8 | 0.8 | 0.8 | 0.8 | 0.8 | 0.8 | 0.8 | 0.8 | 0.8 | 0.8 | 0.8 | 0.8 | 0.8 | 0.8 | 0.8 | 0.8 | 0.8 | 19.2 | 83 | 1593.6 | 0.8
MS | lignite ccs | Summer Peak | 0.8 | 0.8 | 0.8 | 0.8 | 0.8 | 0.8 | 0.8 | 0.8 | 0.8 | 0.8 | 0.8 | 0.8 | 0.8 | 0.8 | 0.8 | 0.8 | 0.8 | 0.8 | 0.8 | 0.8 | 0.8 | 0.8 | 0.8 | 0.8 | 19.2 | 19 | 364.8 | 0.8
MS | lignite ccs | Winter Peak | 0.8 | 0.8 | 0.8 | 0.8 | 0.8 | 0.8 | 0.8 | 0.8 | 0.8 | 0.8 | 0.8 | 0.8 | 0.8 | 0.8 | 0.8 | 0.8 | 0.8 | 0.8 | 0.8 | 0.8 | 0.8 | 0.8 | 0.8 | 0.8 | 19.2 | 4 | 76.8 | 0.8
MS | lignite | Winter | 0.5509 | 0.5509 | 0.5509 | 0.5509 | 0.5509 | 0.5509 | 0.5509 | 0.5509 | 0.5509 | 0.5509 | 0.5509 | 0.5509 | 0.5509 | 0.5509 | 0.5509 | 0.5509 | 0.5509 | 0.5509 | 0.5509 | 0.5509 | 0.5509 | 0.5509 | 0.5509 | 0.5509 | 13.2216 | 46 | 608.1936 | 0.5509
MS | lignite | Spring | 0.5509 | 0.5509 | 0.5509 | 0.5509 | 0.5509 | 0.5509 | 0.5509 | 0.5509 | 0.5509 | 0.5509 | 0.5509 | 0.5509 | 0.5509 | 0.5509 | 0.5509 | 0.5509 | 0.5509 | 0.5509 | 0.5509 | 0.5509 | 0.5509 | 0.5509 | 0.5509 | 0.5509 | 13.2216 | 146 | 1930.3536 | 0.5509
MS | lignite | Summer | 0.5509 | 0.5509 | 0.5509 | 0.5509 | 0.5509 | 0.5509 | 0.5509 | 0.5509 | 0.5509 | 0.5509 | 0.5509 | 0.5509 | 0.5509 | 0.5509 | 0.5509 | 0.5509 | 0.5509 | 0.5509 | 0.5509 | 0.5509 | 0.5509 | 0.5509 | 0.5509 | 0.5509 | 13.2216 | 67 | 885.8472 | 0.5509
MS | lignite | Fall | 0.5509 | 0.5509 | 0.5509 | 0.5509 | 0.5509 | 0.5509 | 0.5509 | 0.5509 | 0.5509 | 0.5509 | 0.5509 | 0.5509 | 0.5509 | 0.5509 | 0.5509 | 0.5509 | 0.5509 | 0.5509 | 0.5509 | 0.5509 | 0.5509 | 0.5509 | 0.5509 | 0.5509 | 13.2216 | 83 | 1097.3928 | 0.5509
MS | lignite | Summer Peak | 0.5509 | 0.5509 | 0.5509 | 0.5509 | 0.5509 | 0.5509 | 0.5509 | 0.5509 | 0.5509 | 0.5509 | 0.5509 | 0.5509 | 0.5509 | 0.5509 | 0.5509 | 0.5509 | 0.5509 | 0.5509 | 0.5509 | 0.5509 | 0.5509 | 0.5509 | 0.5509 | 0.5509 | 13.2216 | 19 | 251.2104 | 0.5509
MS | lignite | Winter Peak | 0.5509 | 0.5509 | 0.5509 | 0.5509 | 0.5509 | 0.5509 | 0.5509 | 0.5509 | 0.5509 | 0.5509 | 0.5509 | 0.5509 | 0.5509 | 0.5509 | 0.5509 | 0.5509 | 0.5509 | 0.5509 | 0.5509 | 0.5509 | 0.5509 | 0.5509 | 0.5509 | 0.5509 | 13.2216 | 4 | 52.8864 | 0.5509
MS | municipal solid waste | Winter | 0.7342 | 0.7342 | 0.7342 | 0.7342 | 0.7342 | 0.7342 | 0.7342 | 0.7342 | 0.7342 | 0.7342 | 0.7342 | 0.7342 | 0.7342 | 0.7342 | 0.7342 | 0.7342 | 0.7342 | 0.7342 | 0.7342 | 0.7342 | 0.7342 | 0.7342 | 0.7342 | 0.7342 | 17.6208 | 46 | 810.5568 | 0.7342
MS | municipal solid waste | Spring | 0.7342 | 0.7342 | 0.7342 | 0.7342 | 0.7342 | 0.7342 | 0.7342 | 0.7342 | 0.7342 | 0.7342 | 0.7342 | 0.7342 | 0.7342 | 0.7342 | 0.7342 | 0.7342 | 0.7342 | 0.7342 | 0.7342 | 0.7342 | 0.7342 | 0.7342 | 0.7342 | 0.7342 | 17.6208 | 146 | 2572.6368 | 0.7342
MS | municipal solid waste | Summer | 0.7342 | 0.7342 | 0.7342 | 0.7342 | 0.7342 | 0.7342 | 0.7342 | 0.7342 | 0.7342 | 0.7342 | 0.7342 | 0.7342 | 0.7342 | 0.7342 | 0.7342 | 0.7342 | 0.7342 | 0.7342 | 0.7342 | 0.7342 | 0.7342 | 0.7342 | 0.7342 | 0.7342 | 17.6208 | 67 | 1180.5936 | 0.7342
MS | municipal solid waste | Fall | 0.7342 | 0.7342 | 0.7342 | 0.7342 | 0.7342 | 0.7342 | 0.7342 | 0.7342 | 0.7342 | 0.7342 | 0.7342 | 0.7342 | 0.7342 | 0.7342 | 0.7342 | 0.7342 | 0.7342 | 0.7342 | 0.7342 | 0.7342 | 0.7342 | 0.7342 | 0.7342 | 0.7342 | 17.6208 | 83 | 1462.5264 | 0.7342
MS | municipal solid waste | Summer Peak | 0.7342 | 0.7342 | 0.7342 | 0.7342 | 0.7342 | 0.7342 | 0.7342 | 0.7342 | 0.7342 | 0.7342 | 0.7342 | 0.7342 | 0.7342 | 0.7342 | 0.7342 | 0.7342 | 0.7342 | 0.7342 | 0.7342 | 0.7342 | 0.7342 | 0.7342 | 0.7342 | 0.7342 | 17.6208 | 19 | 334.7952 | 0.7342
MS | municipal solid waste | Winter Peak | 0.7342 | 0.7342 | 0.7342 | 0.7342 | 0.7342 | 0.7342 | 0.7342 | 0.7342 | 0.7342 | 0.7342 | 0.7342 | 0.7342 | 0.7342 | 0.7342 | 0.7342 | 0.7342 | 0.7342 | 0.7342 | 0.7342 | 0.7342 | 0.7342 | 0.7342 | 0.7342 | 0.7342 | 17.6208 | 4 | 70.4832 | 0.7342
MS | natural gas peaker | Winter | 0.025555 | 0.025555 | 0.025555 | 0.025555 | 0.034015 | 0.034015 | 0.025555 | 0.025555 | 0.025555 | 0.025555 | 0.025555 | 0.025555 | 0.025555 | 0.025555 | 0.025555 | 0.025555 | 0.069097 | 0.12334 | 0.11488 | 0.089362 | 0.038316 | 0.012793 | 0.012793 | 0.012793 | 0.89918 | 46 | 41.3622 | 0.12334
MS | natural gas peaker | Spring | 0.040239 | 0.040239 | 0.040239 | 0.040239 | 0.040239 | 0.050946 | 0.048281 | 0.04426 | 0.04426 | 0.04426 | 0.073414 | 0.073414 | 0.13954 | 0.1422 | 0.15145 | 0.19899 | 0.22445 | 0.24858 | 0.242 | 0.11327 | 0.065372 | 0.034863 | 0.032198 | 0.032198 | 2.2051 | 146 | 321.9512 | 0.24858
MS | natural gas peaker | Summer | 0.017555 | 0.017555 | 0.017555 | 0.017555 | 0.017555 | 0.026317 | 0.026317 | 0.026317 | 0.026317 | 0.026317 | 0.026317 | 0.026317 | 0.026317 | 0.026317 | 0.026317 | 0.040886 | 0.055456 | 0.064218 | 0.052601 | 0.017555 | 0.0087934 | 3.1803e-05 | 3.1803e-05 | 3.1803e-05 | 0.59055 | 67 | 39.5666 | 0.064218
MS | natural gas peaker | Fall | 0.20514 | 0.20514 | 0.20514 | 0.20514 | 0.20514 | 0.20514 | 0.20514 | 0.20514 | 0.20514 | 0.2192 | 0.31239 | 0.44749 | 0.56383 | 0.73142 | 0.85677 | 1 | 1 | 1 | 1 | 0.81338 | 0.41541 | 0.25218 | 0.23343 | 0.23343 | 10.9252 | 83 | 906.7887 | 1
MS | natural gas peaker | Summer Peak | 0.37079 | 0.37079 | 0.37079 | 0.37079 | 0.37079 | 0.37079 | 0.37079 | 0.37079 | 0.37079 | 0.41175 | 0.79835 | 1 | 1 | 1 | 1 | 1 | 1 | 1 | 1 | 1 | 0.69722 | 0.39127 | 0.37079 | 0.37079 | 15.3772 | 19 | 292.1673 | 1
MS | natural gas peaker | Winter Peak | 3.1803e-05 | 3.1803e-05 | 3.1803e-05 | 3.1803e-05 | 3.1803e-05 | 3.1803e-05 | 3.1803e-05 | 3.1803e-05 | 3.1803e-05 | 3.1803e-05 | 3.1803e-05 | 3.1803e-05 | 3.1803e-05 | 3.1803e-05 | 3.1803e-05 | 3.1803e-05 | 3.1803e-05 | 0.14679 | 0.14679 | 0.14679 | 0.14679 | 0.14679 | 0.14679 | 0.14679 | 1.0281 | 4 | 4.1122 | 0.14679
MS | nuclear | Winter | 0.91993 | 0.91993 | 0.91993 | 0.91993 | 0.91993 | 0.91993 | 0.91993 | 0.91993 | 0.91993 | 0.91993 | 0.91993 | 0.91993 | 0.91993 | 0.91993 | 0.91993 | 0.91993 | 0.91993 | 0.91993 | 0.91993 | 0.91993 | 0.91993 | 0.91993 | 0.91993 | 0.91993 | 22.0784 | 46 | 1015.6044 | 0.91993
MS | nuclear | Spring | 0.91993 | 0.91993 | 0.91993 | 0.91993 | 0.91993 | 0.91993 | 0.91993 | 0.91993 | 0.91993 | 0.91993 | 0.91993 | 0.91993 | 0.91993 | 0.91993 | 0.91993 | 0.91993 | 0.91993 | 0.91993 | 0.91993 | 0.91993 | 0.91993 | 0.91993 | 0.91993 | 0.91993 | 22.0784 | 146 | 3223.44 | 0.91993
MS | nuclear | Summer | 0.91993 | 0.91993 | 0.91993 | 0.91993 | 0.91993 | 0.91993 | 0.91993 | 0.91993 | 0.91993 | 0.91993 | 0.91993 | 0.91993 | 0.91993 | 0.91993 | 0.91993 | 0.91993 | 0.91993 | 0.91993 | 0.91993 | 0.91993 | 0.91993 | 0.91993 | 0.91993 | 0.91993 | 22.0784 | 67 | 1479.2499 | 0.91993
MS | nuclear | Fall | 0.91993 | 0.91993 | 0.91993 | 0.91993 | 0.91993 | 0.91661 | 0.91993 | 0.91993 | 0.91993 | 0.91993 | 0.91993 | 0.91993 | 0.91993 | 0.91993 | 0.91993 | 0.91993 | 0.91993 | 0.91993 | 0.91993 | 0.91993 | 0.91993 | 0.91993 | 0.91993 | 0.91993 | 22.075 | 83 | 1832.2276 | 0.91993
MS | nuclear | Summer Peak | 0.91993 | 0.91993 | 0.91993 | 0.91993 | 0.91993 | 0.91993 | 0.91993 | 0.91993 | 0.91993 | 0.91993 | 0.91993 | 0.91993 | 0.91993 | 0.91993 | 0.91993 | 0.91993 | 0.91993 | 0.91993 | 0.91993 | 0.91993 | 0.91993 | 0.91993 | 0.91993 | 0.91993 | 22.0784 | 19 | 419.4888 | 0.91993
MS | nuclear | Winter Peak | 0.91993 | 0.91993 | 0.91993 | 0.91993 | 0.91993 | 0.91993 | 0.91993 | 0.91993 | 0.91993 | 0.91993 | 0.91993 | 0.91993 | 0.91993 | 0.91993 | 0.91993 | 0.91993 | 0.91993 | 0.91993 | 0.91993 | 0.91993 | 0.91993 | 0.91993 | 0.91993 | 0.91993 | 22.0784 | 4 | 88.3134 | 0.91993
MS | offshore wind | Winter | 0.35984 | 0.3577 | 0.35554 | 0.35169 | 0.35017 | 0.3453 | 0.339 | 0.33573 | 0.33116 | 0.32144 | 0.31254 | 0.30794 | 0.30908 | 0.31579 | 0.32342 | 0.33458 | 0.3517 | 0.36584 | 0.37693 | 0.386 | 0.3902 | 0.38973 | 0.389 | 0.38511 | 8.3854 | 46 | 385.7294 | 0.3902
MS | offshore wind | Spring | 0.34751 | 0.34075 | 0.33396 | 0.32882 | 0.32528 | 0.32165 | 0.31578 | 0.30823 | 0.29905 | 0.29107 | 0.2863 | 0.28418 | 0.28848 | 0.29566 | 0.3047 | 0.31443 | 0.32462 | 0.3311 | 0.33666 | 0.34201 | 0.34229 | 0.34027 | 0.33653 | 0.33349 | 7.6728 | 146 | 1120.2312 | 0.34751
MS | offshore wind | Summer | 0.31702 | 0.31319 | 0.30912 | 0.3056 | 0.30488 | 0.30513 | 0.30345 | 0.2978 | 0.29009 | 0.28204 | 0.27726 | 0.27509 | 0.27971 | 0.28853 | 0.29771 | 0.3111 | 0.32289 | 0.33264 | 0.3399 | 0.34566 | 0.35014 | 0.35109 | 0.34935 | 0.3445 | 7.4939 | 67 | 502.0895 | 0.35109
MS | offshore wind | Fall | 0.32017 | 0.3149 | 0.31341 | 0.30666 | 0.30127 | 0.29492 | 0.28788 | 0.2787 | 0.2713 | 0.26544 | 0.26431 | 0.26779 | 0.27656 | 0.28787 | 0.30087 | 0.31291 | 0.32316 | 0.32996 | 0.33472 | 0.34064 | 0.34415 | 0.34632 | 0.34458 | 0.34041 | 7.3689 | 83 | 611.6196 | 0.34632
MS | offshore wind | Summer Peak | 0.29653 | 0.28554 | 0.27567 | 0.26286 | 0.25415 | 0.2459 | 0.23753 | 0.22559 | 0.21604 | 0.20999 | 0.20654 | 0.21341 | 0.22828 | 0.24412 | 0.25896 | 0.27026 | 0.27632 | 0.28256 | 0.28814 | 0.28428 | 0.27999 | 0.27926 | 0.28165 | 0.27786 | 6.1814 | 19 | 117.4474 | 0.29653
MS | offshore wind | Winter Peak | 0.50698 | 0.50391 | 0.50963 | 0.51115 | 0.51868 | 0.50989 | 0.49988 | 0.49376 | 0.4741 | 0.44462 | 0.41925 | 0.3981 | 0.3838 | 0.38615 | 0.38045 | 0.37983 | 0.38348 | 0.38622 | 0.38195 | 0.36901 | 0.35659 | 0.33832 | 0.32745 | 0.30653 | 10.1697 | 4 | 40.6789 | 0.51868
MS | onshore wind | Winter | 0.4214 | 0.41978 | 0.41596 | 0.40971 | 0.40255 | 0.39896 | 0.39376 | 0.38793 | 0.379 | 0.34888 | 0.30928 | 0.29056 | 0.29094 | 0.29508 | 0.30042 | 0.30547 | 0.31386 | 0.3256 | 0.33919 | 0.38258 | 0.40541 | 0.41335 | 0.41747 | 0.41926 | 8.7864 | 46 | 404.1749 | 0.4214
MS | onshore wind | Spring | 0.36734 | 0.37269 | 0.37764 | 0.37116 | 0.36759 | 0.36184 | 0.34888 | 0.32694 | 0.2821 | 0.24375 | 0.23349 | 0.2333 | 0.24229 | 0.25477 | 0.26849 | 0.27814 | 0.28706 | 0.29122 | 0.29309 | 0.29511 | 0.34255 | 0.35896 | 0.36807 | 0.36731 | 7.5338 | 146 | 1099.9325 | 0.37764
MS | onshore wind | Summer | 0.33383 | 0.32656 | 0.31066 | 0.29454 | 0.28223 | 0.27088 | 0.25313 | 0.21654 | 0.14933 | 0.13322 | 0.12571 | 0.11837 | 0.1143 | 0.12181 | 0.13773 | 0.15955 | 0.17675 | 0.19462 | 0.18856 | 0.22986 | 0.26057 | 0.2974 | 0.32212 | 0.32866 | 5.3469 | 67 | 358.242 | 0.33383
MS | onshore wind | Fall | 0.33465 | 0.33336 | 0.32846 | 0.31905 | 0.31227 | 0.30275 | 0.29175 | 0.27808 | 0.24648 | 0.19578 | 0.1676 | 0.16487 | 0.16655 | 0.16621 | 0.17449 | 0.18155 | 0.1927 | 0.21053 | 0.21507 | 0.27452 | 0.30868 | 0.32988 | 0.33726 | 0.33997 | 6.1725 | 83 | 512.3185 | 0.33997
MS | onshore wind | Summer Peak | 0.4067 | 0.4006 | 0.37817 | 0.36925 | 0.38026 | 0.37532 | 0.38347 | 0.35292 | 0.25622 | 0.23174 | 0.20828 | 0.1883 | 0.17457 | 0.16967 | 0.17786 | 0.18584 | 0.2151 | 0.23904 | 0.21055 | 0.25478 | 0.29179 | 0.33522 | 0.3552 | 0.35421 | 6.8951 | 19 | 131.0063 | 0.4067
MS | onshore wind | Winter Peak | 0.46698 | 0.46249 | 0.45813 | 0.44896 | 0.44831 | 0.45372 | 0.45163 | 0.41992 | 0.42982 | 0.38854 | 0.34381 | 0.31694 | 0.32721 | 0.32944 | 0.32894 | 0.33859 | 0.35254 | 0.38887 | 0.4062 | 0.4275 | 0.49391 | 0.49902 | 0.50477 | 0.50919 | 9.9954 | 4 | 39.9817 | 0.50919
MS | petroleum | Winter | 0.025555 | 0.025555 | 0.025555 | 0.025555 | 0.034015 | 0.034015 | 0.025555 | 0.025555 | 0.025555 | 0.025555 | 0.025555 | 0.025555 | 0.025555 | 0.025555 | 0.025555 | 0.025555 | 0.069097 | 0.12334 | 0.11488 | 0.089362 | 0.038316 | 0.012793 | 0.012793 | 0.012793 | 0.89918 | 46 | 41.3622 | 0.12334
MS | petroleum | Spring | 0.040239 | 0.040239 | 0.040239 | 0.040239 | 0.040239 | 0.050946 | 0.048281 | 0.04426 | 0.04426 | 0.04426 | 0.073414 | 0.073414 | 0.13954 | 0.1422 | 0.15145 | 0.19899 | 0.22445 | 0.24858 | 0.242 | 0.11327 | 0.065372 | 0.034863 | 0.032198 | 0.032198 | 2.2051 | 146 | 321.9512 | 0.24858
MS | petroleum | Summer | 0.017555 | 0.017555 | 0.017555 | 0.017555 | 0.017555 | 0.026317 | 0.026317 | 0.026317 | 0.026317 | 0.026317 | 0.026317 | 0.026317 | 0.026317 | 0.026317 | 0.026317 | 0.040886 | 0.055456 | 0.064218 | 0.052601 | 0.017555 | 0.0087934 | 3.1803e-05 | 3.1803e-05 | 3.1803e-05 | 0.59055 | 67 | 39.5666 | 0.064218
MS | petroleum | Fall | 0.20514 | 0.20514 | 0.20514 | 0.20514 | 0.20514 | 0.20514 | 0.20514 | 0.20514 | 0.20514 | 0.2192 | 0.31239 | 0.44749 | 0.56383 | 0.73142 | 0.85677 | 1 | 1 | 1 | 1 | 0.81338 | 0.41541 | 0.25218 | 0.23343 | 0.23343 | 10.9252 | 83 | 906.7887 | 1
MS | petroleum | Summer Peak | 0.37079 | 0.37079 | 0.37079 | 0.37079 | 0.37079 | 0.37079 | 0.37079 | 0.37079 | 0.37079 | 0.41175 | 0.79835 | 1 | 1 | 1 | 1 | 1 | 1 | 1 | 1 | 1 | 0.69722 | 0.39127 | 0.37079 | 0.37079 | 15.3772 | 19 | 292.1673 | 1
MS | petroleum | Winter Peak | 3.1803e-05 | 3.1803e-05 | 3.1803e-05 | 3.1803e-05 | 3.1803e-05 | 3.1803e-05 | 3.1803e-05 | 3.1803e-05 | 3.1803e-05 | 3.1803e-05 | 3.1803e-05 | 3.1803e-05 | 3.1803e-05 | 3.1803e-05 | 3.1803e-05 | 3.1803e-05 | 3.1803e-05 | 0.14679 | 0.14679 | 0.14679 | 0.14679 | 0.14679 | 0.14679 | 0.14679 | 1.0281 | 4 | 4.1122 | 0.14679
MS | pumped hydro | Winter | 0.050786 | 0.031782 | 0.011015 | 0.0036035 | 0.0015851 | 0.005556 | 0.040084 | 0.033931 | 0.015151 | 0.0089085 | 0.0017651 | 0.0025064 | 0.0017282 | 0.0011129 | 0.0006206 | 0.00067935 | 0.0057153 | 0.12696 | 0.27549 | 0.26941 | 0.19322 | 0.12361 | 0.087958 | 0.059443 | 1.3526 | 46 | 62.2206 | 0.27549
MS | pumped hydro | Spring | 0.13406 | 0.089046 | 0.043601 | 0.027674 | 0.022308 | 0.021574 | 0.03002 | 0.021769 | 0.01624 | 0.0019417 | 0.0019339 | 0.0016268 | 0.0017358 | 0.0033852 | 0.0067275 | 0.010701 | 0.041979 | 0.14699 | 0.34078 | 0.37694 | 0.3594 | 0.20445 | 0.15713 | 0.1425 | 2.2045 | 146 | 321.8583 | 0.37694
MS | pumped hydro | Summer | 0.088023 | 0.039339 | 0.016514 | 0.0093124 | 0.0054294 | 0.0038308 | 0.0031176 | 0.0012654 | 0.00015248 | 2.3472e-05 | 0.00083549 | 0.022595 | 0.10315 | 0.18902 | 0.2678 | 0.35551 | 0.45477 | 0.53128 | 0.58425 | 0.58312 | 0.54844 | 0.32976 | 0.16117 | 0.12689 | 4.4256 | 67 | 296.5153 | 0.58425
MS | pumped hydro | Fall | 0.087977 | 0.062359 | 0.024155 | 0.0062008 | 0.0025893 | 0.0017164 | 0.0023704 | 0.0063496 | 0.0078345 | 0.00033795 | 0.00071655 | 0.00089718 | 0.0046131 | 0.012083 | 0.021131 | 0.03584 | 0.098139 | 0.31041 | 0.39754 | 0.41951 | 0.24537 | 0.15513 | 0.1382 | 0.11573 | 2.1572 | 83 | 179.0478 | 0.41951
MS | pumped hydro | Summer Peak | 0.13154 | 0.040447 | 0 | 0 | 0 | 0 | 0 | 0 | 0 | 0.00043189 | 0.0018473 | 0.083516 | 0.34412 | 0.45311 | 0.54917 | 0.60615 | 0.63472 | 0.64234 | 0.639 | 0.63262 | 0.72697 | 0.67088 | 0.19429 | 0.14993 | 6.5011 | 19 | 123.5204 | 0.72697
MS | pumped hydro | Winter Peak | 0.0047638 | 0.0026573 | 0.0018473 | 0.0018473 | 0 | 0.094888 | 0.19155 | 0.14615 | 0.0043146 | 0.012964 | 0.003345 | 0.0052486 | 0.0036945 | 0 | 0 | 0 | 0.0048896 | 0.20752 | 0.3746 | 0.38504 | 0.33367 | 0.19894 | 0.069298 | 0.020111 | 2.0674 | 4 | 8.2694 | 0.38504
MS | smr | Winter | 0.9592 | 0.9592 | 0.9592 | 0.9592 | 0.9592 | 0.9592 | 0.9592 | 0.9592 | 0.9592 | 0.9592 | 0.9592 | 0.9592 | 0.9592 | 0.9592 | 0.9592 | 0.9592 | 0.9592 | 0.9592 | 0.9592 | 0.9592 | 0.9592 | 0.9592 | 0.9592 | 0.9592 | 23.0209 | 46 | 1058.9592 | 0.9592
MS | smr | Spring | 0.9592 | 0.9592 | 0.9592 | 0.9592 | 0.9592 | 0.9592 | 0.9592 | 0.9592 | 0.9592 | 0.9592 | 0.9592 | 0.9592 | 0.9592 | 0.9592 | 0.9592 | 0.9592 | 0.9592 | 0.9592 | 0.9592 | 0.9592 | 0.9592 | 0.9592 | 0.9592 | 0.9592 | 23.0209 | 146 | 3361.0444 | 0.9592
MS | smr | Summer | 0.9592 | 0.9592 | 0.9592 | 0.9592 | 0.9592 | 0.9592 | 0.9592 | 0.9592 | 0.9592 | 0.9592 | 0.9592 | 0.9592 | 0.9592 | 0.9592 | 0.9592 | 0.9592 | 0.9592 | 0.9592 | 0.9592 | 0.9592 | 0.9592 | 0.9592 | 0.9592 | 0.9592 | 23.0209 | 67 | 1542.3971 | 0.9592
MS | smr | Fall | 0.9592 | 0.9592 | 0.9592 | 0.9592 | 0.9592 | 0.9592 | 0.9592 | 0.9592 | 0.9592 | 0.9592 | 0.9592 | 0.9592 | 0.9592 | 0.9592 | 0.9592 | 0.9592 | 0.9592 | 0.9592 | 0.9592 | 0.9592 | 0.9592 | 0.9592 | 0.9592 | 0.9592 | 23.0209 | 83 | 1910.7307 | 0.9592
MS | smr | Summer Peak | 0.9592 | 0.9592 | 0.9592 | 0.9592 | 0.9592 | 0.9592 | 0.9592 | 0.9592 | 0.9592 | 0.9592 | 0.9592 | 0.9592 | 0.9592 | 0.9592 | 0.9592 | 0.9592 | 0.9592 | 0.9592 | 0.9592 | 0.9592 | 0.9592 | 0.9592 | 0.9592 | 0.9592 | 23.0209 | 19 | 437.3962 | 0.9592
MS | smr | Winter Peak | 0.9592 | 0.9592 | 0.9592 | 0.9592 | 0.9592 | 0.9592 | 0.9592 | 0.9592 | 0.9592 | 0.9592 | 0.9592 | 0.9592 | 0.9592 | 0.9592 | 0.9592 | 0.9592 | 0.9592 | 0.9592 | 0.9592 | 0.9592 | 0.9592 | 0.9592 | 0.9592 | 0.9592 | 23.0209 | 4 | 92.0834 | 0.9592
MS | solar pv dist | Winter | 0 | 0 | 0 | 0 | 0 | 0 | 0.035599 | 0.2022 | 0.28232 | 0.30435 | 0.32599 | 0.33197 | 0.33567 | 0.44171 | 0.37906 | 0.19784 | 0.017467 | 0 | 0 | 0 | 0 | 0 | 0 | 0 | 2.8542 | 46 | 131.2926 | 0.44171
MS | solar pv dist | Spring | 0 | 0 | 0 | 0 | 0.00038883 | 0.0046958 | 0.22564 | 0.36185 | 0.40893 | 0.42316 | 0.42496 | 0.42484 | 0.42457 | 0.50748 | 0.46061 | 0.31908 | 0.12347 | 0.045523 | 0 | 0 | 0 | 0 | 0 | 0 | 4.1552 | 146 | 606.655 | 0.50748
MS | solar pv dist | Summer | 0 | 0 | 0 | 0 | 0.00039106 | 0.0035195 | 0.21182 | 0.36844 | 0.41693 | 0.43003 | 0.43036 | 0.42462 | 0.42912 | 0.51763 | 0.46471 | 0.30516 | 0.10487 | 0.037542 | 0 | 0 | 0 | 0 | 0 | 0 | 4.1451 | 67 | 277.7249 | 0.51763
MS | solar pv dist | Fall | 0 | 0 | 0 | 0 | 0.0014205 | 0.012416 | 0.28926 | 0.36876 | 0.41369 | 0.42674 | 0.43863 | 0.441 | 0.43468 | 0.48177 | 0.4562 | 0.37302 | 0.22413 | 0.12317 | 0 | 0 | 0 | 0 | 0 | 0 | 4.4849 | 83 | 372.2445 | 0.48177
MS | solar pv dist | Summer Peak | 0 | 0 | 0 | 0 | 0.001379 | 0.016548 | 0.33165 | 0.40129 | 0.43783 | 0.44771 | 0.44679 | 0.4399 | 0.43806 | 0.46633 | 0.38727 | 0.33395 | 0.2034 | 0.085727 | 0 | 0 | 0 | 0 | 0 | 0 | 4.4378 | 19 | 84.3188 | 0.46633
MS | solar pv dist | Winter Peak | 0 | 0 | 0 | 0 | 0 | 0 | 0.030568 | 0.21725 | 0.31441 | 0.33734 | 0.34498 | 0.33734 | 0.35699 | 0.51747 | 0.4083 | 0.19869 | 0.0043668 | 0 | 0 | 0 | 0 | 0 | 0 | 0 | 3.0677 | 4 | 12.2707 | 0.51747
MS | solar pv | Winter | 0 | 0 | 0 | 0 | 0 | 0 | 0.0028909 | 0.16953 | 0.30226 | 0.33076 | 0.34238 | 0.34532 | 0.35053 | 0.34774 | 0.32551 | 0.22031 | 0.030229 | 0 | 0 | 0 | 0 | 0 | 0 | 0 | 2.7675 | 46 | 127.3035 | 0.35053
MS | solar pv | Spring | 0 | 0 | 0 | 0 | 0.00012988 | 0.039607 | 0.19786 | 0.37794 | 0.4521 | 0.47453 | 0.48119 | 0.48115 | 0.48613 | 0.47835 | 0.45571 | 0.3658 | 0.18033 | 0.033975 | 0 | 0 | 0 | 0 | 0 | 0 | 4.5048 | 146 | 657.7016 | 0.48613
MS | solar pv | Summer | 0 | 0 | 0 | 0 | 0.00013614 | 0.031688 | 0.18818 | 0.39364 | 0.4775 | 0.49689 | 0.49638 | 0.49081 | 0.49614 | 0.49457 | 0.47145 | 0.36691 | 0.16383 | 0.02688 | 0 | 0 | 0 | 0 | 0 | 0 | 4.595 | 67 | 307.8654 | 0.49689
MS | solar pv | Fall | 0 | 0 | 0 | 0 | 0.00045693 | 0.11259 | 0.32473 | 0.43903 | 0.49116 | 0.51353 | 0.51766 | 0.51561 | 0.51141 | 0.49305 | 0.46734 | 0.42083 | 0.30694 | 0.10804 | 0 | 0 | 0 | 0 | 0 | 0 | 5.2224 | 83 | 433.4572 | 0.51766
MS | solar pv | Summer Peak | 0 | 0 | 0 | 0 | 0.00036637 | 0.10008 | 0.31477 | 0.4251 | 0.4796 | 0.50157 | 0.51522 | 0.51815 | 0.51875 | 0.4946 | 0.45392 | 0.39818 | 0.29563 | 0.10785 | 0 | 0 | 0 | 0 | 0 | 0 | 5.1238 | 19 | 97.3522 | 0.51875
MS | solar pv | Winter Peak | 0 | 0 | 0 | 0 | 0 | 0 | 0.0006601 | 0.16916 | 0.32273 | 0.33695 | 0.33935 | 0.33275 | 0.33929 | 0.34529 | 0.33041 | 0.21231 | 0.0051608 | 0 | 0 | 0 | 0 | 0 | 0 | 0 | 2.7341 | 4 | 10.9362 | 0.34529
MS | solar thermal | Winter | 0 | 0 | 0 | 0 | 0 | 0 | 0 | 0 | 0 | 0.08597 | 0.37963 | 0.49887 | 0.49723 | 0.48344 | 0.47116 | 0.48279 | 0.49202 | 0.44649 | 0.21282 | 0.015243 | 0 | 0 | 0 | 0 | 4.0657 | 46 | 187.0206 | 0.49887
MS | solar thermal | Spring | 0 | 0 | 0 | 0 | 0 | 0 | 0 | 0.0076376 | 0.18687 | 0.48014 | 0.63047 | 0.67382 | 0.67706 | 0.67418 | 0.66674 | 0.6665 | 0.66683 | 0.64842 | 0.56803 | 0.30656 | 0.039289 | 0 | 0 | 0 | 6.8926 | 146 | 1006.3143 | 0.67706
MS | solar thermal | Summer | 0 | 0 | 0 | 0 | 0 | 0 | 0 | 0.024165 | 0.27576 | 0.51489 | 0.59949 | 0.63012 | 0.63917 | 0.63842 | 0.63267 | 0.62353 | 0.61338 | 0.59439 | 0.54207 | 0.40006 | 0.11962 | 2.6056e-06 | 0 | 0 | 6.8477 | 67 | 458.7975 | 0.63917
MS | solar thermal | Fall | 0 | 0 | 0 | 0 | 0 | 0 | 0 | 0 | 0.054994 | 0.36422 | 0.55217 | 0.58569 | 0.57826 | 0.56812 | 0.56341 | 0.56827 | 0.56955 | 0.52878 | 0.35579 | 0.077412 | 3.2207e-05 | 0 | 0 | 0 | 5.3667 | 83 | 445.4357 | 0.58569
MS | solar thermal | Summer Peak | 0 | 0 | 0 | 0 | 0 | 0 | 0 | 0.027732 | 0.38084 | 0.62249 | 0.69231 | 0.71807 | 0.7248 | 0.72465 | 0.72329 | 0.72571 | 0.72389 | 0.71218 | 0.67311 | 0.55977 | 0.22117 | 0 | 0 | 0 | 8.23 | 19 | 156.3703 | 0.72571
MS | solar thermal | Winter Peak | 0 | 0 | 0 | 0 | 0 | 0 | 0 | 0 | 0 | 0.0026447 | 0.27588 | 0.35613 | 0.39021 | 0.41121 | 0.42512 | 0.48557 | 0.52766 | 0.49305 | 0.19344 | 0 | 0 | 0 | 0 | 0 | 3.5609 | 4 | 14.2436 | 0.52766
MS | natural gas steam turbine | Winter | 0.2308 | 0.2308 | 0.2308 | 0.2308 | 0.2308 | 0.2308 | 0.2308 | 0.2308 | 0.2308 | 0.2308 | 0.2308 | 0.2308 | 0.2308 | 0.2308 | 0.2308 | 0.2308 | 0.2308 | 0.2308 | 0.2308 | 0.2308 | 0.2308 | 0.2308 | 0.2308 | 0.2308 | 5.5392 | 46 | 254.8032 | 0.2308
MS | natural gas steam turbine | Spring | 0.2308 | 0.2308 | 0.2308 | 0.2308 | 0.2308 | 0.2308 | 0.2308 | 0.2308 | 0.2308 | 0.2308 | 0.2308 | 0.2308 | 0.2308 | 0.2308 | 0.2308 | 0.2308 | 0.2308 | 0.2308 | 0.2308 | 0.2308 | 0.2308 | 0.2308 | 0.2308 | 0.2308 | 5.5392 | 146 | 808.7232 | 0.2308
MS | natural gas steam turbine | Summer | 0.2308 | 0.2308 | 0.2308 | 0.2308 | 0.2308 | 0.2308 | 0.2308 | 0.2308 | 0.2308 | 0.2308 | 0.2308 | 0.2308 | 0.2308 | 0.2308 | 0.2308 | 0.2308 | 0.2308 | 0.2308 | 0.2308 | 0.2308 | 0.2308 | 0.2308 | 0.2308 | 0.2308 | 5.5392 | 67 | 371.1264 | 0.2308
MS | natural gas steam turbine | Fall | 0.2308 | 0.2308 | 0.2308 | 0.2308 | 0.2308 | 0.2308 | 0.2308 | 0.2308 | 0.2308 | 0.2308 | 0.2308 | 0.2308 | 0.2308 | 0.2308 | 0.2308 | 0.2308 | 0.2308 | 0.2308 | 0.2308 | 0.2308 | 0.2308 | 0.2308 | 0.2308 | 0.2308 | 5.5392 | 83 | 459.7536 | 0.2308
MS | natural gas steam turbine | Summer Peak | 0.2308 | 0.2308 | 0.2308 | 0.2308 | 0.2308 | 0.2308 | 0.2308 | 0.2308 | 0.2308 | 0.2308 | 0.2308 | 0.2308 | 0.2308 | 0.2308 | 0.2308 | 0.2308 | 0.2308 | 0.2308 | 0.2308 | 0.2308 | 0.2308 | 0.2308 | 0.2308 | 0.2308 | 5.5392 | 19 | 105.2448 | 0.2308
MS | natural gas steam turbine | Winter Peak | 0.2308 | 0.2308 | 0.2308 | 0.2308 | 0.2308 | 0.2308 | 0.2308 | 0.2308 | 0.2308 | 0.2308 | 0.2308 | 0.2308 | 0.2308 | 0.2308 | 0.2308 | 0.2308 | 0.2308 | 0.2308 | 0.2308 | 0.2308 | 0.2308 | 0.2308 | 0.2308 | 0.2308 | 5.5392 | 4 | 22.1568 | 0.2308
MT | biomass ccs | Winter | 0.8 | 0.8 | 0.8 | 0.8 | 0.8 | 0.8 | 0.8 | 0.8 | 0.8 | 0.8 | 0.8 | 0.8 | 0.8 | 0.8 | 0.8 | 0.8 | 0.8 | 0.8 | 0.8 | 0.8 | 0.8 | 0.8 | 0.8 | 0.8 | 19.2 | 115 | 2208 | 0.8
MT | biomass ccs | Spring | 0.8 | 0.8 | 0.8 | 0.8 | 0.8 | 0.8 | 0.8 | 0.8 | 0.8 | 0.8 | 0.8 | 0.8 | 0.8 | 0.8 | 0.8 | 0.8 | 0.8 | 0.8 | 0.8 | 0.8 | 0.8 | 0.8 | 0.8 | 0.8 | 19.2 | 130 | 2496 | 0.8
MT | biomass ccs | Summer | 0.8 | 0.8 | 0.8 | 0.8 | 0.8 | 0.8 | 0.8 | 0.8 | 0.8 | 0.8 | 0.8 | 0.8 | 0.8 | 0.8 | 0.8 | 0.8 | 0.8 | 0.8 | 0.8 | 0.8 | 0.8 | 0.8 | 0.8 | 0.8 | 19.2 | 107 | 2054.4 | 0.8
MT | biomass ccs | Fall | 0.8 | 0.8 | 0.8 | 0.8 | 0.8 | 0.8 | 0.8 | 0.8 | 0.8 | 0.8 | 0.8 | 0.8 | 0.8 | 0.8 | 0.8 | 0.8 | 0.8 | 0.8 | 0.8 | 0.8 | 0.8 | 0.8 | 0.8 | 0.8 | 19.2 | 1 | 19.2 | 0.8
MT | biomass ccs | Summer Peak | 0.8 | 0.8 | 0.8 | 0.8 | 0.8 | 0.8 | 0.8 | 0.8 | 0.8 | 0.8 | 0.8 | 0.8 | 0.8 | 0.8 | 0.8 | 0.8 | 0.8 | 0.8 | 0.8 | 0.8 | 0.8 | 0.8 | 0.8 | 0.8 | 19.2 | 9 | 172.8 | 0.8
MT | biomass ccs | Winter Peak | 0.8 | 0.8 | 0.8 | 0.8 | 0.8 | 0.8 | 0.8 | 0.8 | 0.8 | 0.8 | 0.8 | 0.8 | 0.8 | 0.8 | 0.8 | 0.8 | 0.8 | 0.8 | 0.8 | 0.8 | 0.8 | 0.8 | 0.8 | 0.8 | 19.2 | 3 | 57.6 | 0.8
MT | biomass | Winter | 0.52602 | 0.52602 | 0.52602 | 0.52602 | 0.52602 | 0.52602 | 0.52602 | 0.49831 | 0.48459 | 0.48001 | 0.48001 | 0.48001 | 0.48001 | 0.48001 | 0.48943 | 0.49401 | 0.50315 | 0.52602 | 0.52602 | 0.52602 | 0.52602 | 0.52602 | 0.52602 | 0.52602 | 12.2339 | 115 | 1406.899 | 0.52602
MT | biomass | Spring | 0.52602 | 0.52602 | 0.52602 | 0.52602 | 0.52602 | 0.52602 | 0.51793 | 0.48342 | 0.45914 | 0.45081 | 0.45081 | 0.45081 | 0.45081 | 0.45486 | 0.457 | 0.46914 | 0.50579 | 0.52602 | 0.52602 | 0.52602 | 0.52602 | 0.52602 | 0.52602 | 0.52602 | 11.9888 | 130 | 1558.5488 | 0.52602
MT | biomass | Summer | 0.52602 | 0.52602 | 0.52602 | 0.52602 | 0.52602 | 0.52602 | 0.52602 | 0.51619 | 0.51128 | 0.51128 | 0.51128 | 0.51128 | 0.51128 | 0.51128 | 0.52111 | 0.52602 | 0.52602 | 0.52602 | 0.52602 | 0.52602 | 0.52602 | 0.52602 | 0.52602 | 0.52602 | 12.5214 | 107 | 1339.7845 | 0.52602
MT | biomass | Fall | 0.52602 | 0.52602 | 0.52602 | 0.52602 | 0.52602 | 0.52602 | 0.52602 | 0.52602 | 0.52602 | 0.52602 | 0.52602 | 0.52602 | 0.52602 | 0.52602 | 0.52602 | 0.52602 | 0.52602 | 0.52602 | 0.52602 | 0.52602 | 0.52602 | 0.52602 | 0.52602 | 0.52602 | 12.6246 | 1 | 12.6246 | 0.52602
MT | biomass | Summer Peak | 0.52602 | 0.52602 | 0.52602 | 0.52602 | 0.52602 | 0.52602 | 0.52602 | 0.52602 | 0.52602 | 0.52602 | 0.52602 | 0.52602 | 0.52602 | 0.52602 | 0.52602 | 0.52602 | 0.52602 | 0.52602 | 0.52602 | 0.52602 | 0.52602 | 0.52602 | 0.52602 | 0.52602 | 12.6246 | 9 | 113.6213 | 0.52602
MT | biomass | Winter Peak | 0.52602 | 0.52602 | 0.52602 | 0.52602 | 0.52602 | 0.52602 | 0.52602 | 0.52602 | 0.52602 | 0.52602 | 0.52602 | 0.52602 | 0.52602 | 0.52602 | 0.52602 | 0.52602 | 0.52602 | 0.52602 | 0.52602 | 0.52602 | 0.52602 | 0.52602 | 0.52602 | 0.52602 | 12.6246 | 3 | 37.8738 | 0.52602
MT | natural gas combined cycle ccs | Winter | 0.8 | 0.8 | 0.8 | 0.8 | 0.8 | 0.8 | 0.8 | 0.8 | 0.8 | 0.8 | 0.8 | 0.8 | 0.8 | 0.8 | 0.8 | 0.8 | 0.8 | 0.8 | 0.8 | 0.8 | 0.8 | 0.8 | 0.8 | 0.8 | 19.2 | 115 | 2208 | 0.8
MT | natural gas combined cycle ccs | Spring | 0.8 | 0.8 | 0.8 | 0.8 | 0.8 | 0.8 | 0.8 | 0.8 | 0.8 | 0.8 | 0.8 | 0.8 | 0.8 | 0.8 | 0.8 | 0.8 | 0.8 | 0.8 | 0.8 | 0.8 | 0.8 | 0.8 | 0.8 | 0.8 | 19.2 | 130 | 2496 | 0.8
MT | natural gas combined cycle ccs | Summer | 0.8 | 0.8 | 0.8 | 0.8 | 0.8 | 0.8 | 0.8 | 0.8 | 0.8 | 0.8 | 0.8 | 0.8 | 0.8 | 0.8 | 0.8 | 0.8 | 0.8 | 0.8 | 0.8 | 0.8 | 0.8 | 0.8 | 0.8 | 0.8 | 19.2 | 107 | 2054.4 | 0.8
MT | natural gas combined cycle ccs | Fall | 0.8 | 0.8 | 0.8 | 0.8 | 0.8 | 0.8 | 0.8 | 0.8 | 0.8 | 0.8 | 0.8 | 0.8 | 0.8 | 0.8 | 0.8 | 0.8 | 0.8 | 0.8 | 0.8 | 0.8 | 0.8 | 0.8 | 0.8 | 0.8 | 19.2 | 1 | 19.2 | 0.8
MT | natural gas combined cycle ccs | Summer Peak | 0.8 | 0.8 | 0.8 | 0.8 | 0.8 | 0.8 | 0.8 | 0.8 | 0.8 | 0.8 | 0.8 | 0.8 | 0.8 | 0.8 | 0.8 | 0.8 | 0.8 | 0.8 | 0.8 | 0.8 | 0.8 | 0.8 | 0.8 | 0.8 | 19.2 | 9 | 172.8 | 0.8
MT | natural gas combined cycle ccs | Winter Peak | 0.8 | 0.8 | 0.8 | 0.8 | 0.8 | 0.8 | 0.8 | 0.8 | 0.8 | 0.8 | 0.8 | 0.8 | 0.8 | 0.8 | 0.8 | 0.8 | 0.8 | 0.8 | 0.8 | 0.8 | 0.8 | 0.8 | 0.8 | 0.8 | 19.2 | 3 | 57.6 | 0.8
MT | natural gas combined cycle | Winter | 0.5951 | 0.5951 | 0.5951 | 0.5951 | 0.5951 | 0.5951 | 0.5951 | 0.5951 | 0.5951 | 0.5951 | 0.5951 | 0.5951 | 0.5951 | 0.5951 | 0.5951 | 0.5951 | 0.5951 | 0.5951 | 0.5951 | 0.5951 | 0.5951 | 0.5951 | 0.5951 | 0.5951 | 14.2824 | 115 | 1642.476 | 0.5951
MT | natural gas combined cycle | Spring | 0.5951 | 0.5951 | 0.5951 | 0.5951 | 0.5951 | 0.5951 | 0.5951 | 0.5951 | 0.5951 | 0.5951 | 0.5951 | 0.5951 | 0.5951 | 0.5951 | 0.5951 | 0.5951 | 0.5951 | 0.5951 | 0.5951 | 0.5951 | 0.5951 | 0.5951 | 0.5951 | 0.5951 | 14.2824 | 130 | 1856.712 | 0.5951
MT | natural gas combined cycle | Summer | 0.5951 | 0.5951 | 0.5951 | 0.5951 | 0.5951 | 0.5951 | 0.5951 | 0.5951 | 0.5951 | 0.5951 | 0.5951 | 0.5951 | 0.5951 | 0.5951 | 0.5951 | 0.5951 | 0.5951 | 0.5951 | 0.5951 | 0.5951 | 0.5951 | 0.5951 | 0.5951 | 0.5951 | 14.2824 | 107 | 1528.2168 | 0.5951
MT | natural gas combined cycle | Fall | 0.5951 | 0.5951 | 0.5951 | 0.5951 | 0.5951 | 0.5951 | 0.5951 | 0.5951 | 0.5951 | 0.5951 | 0.5951 | 0.5951 | 0.5951 | 0.5951 | 0.5951 | 0.5951 | 0.5951 | 0.5951 | 0.5951 | 0.5951 | 0.5951 | 0.5951 | 0.5951 | 0.5951 | 14.2824 | 1 | 14.2824 | 0.5951
MT | natural gas combined cycle | Summer Peak | 0.5951 | 0.5951 | 0.5951 | 0.5951 | 0.5951 | 0.5951 | 0.5951 | 0.5951 | 0.5951 | 0.5951 | 0.5951 | 0.5951 | 0.5951 | 0.5951 | 0.5951 | 0.5951 | 0.5951 | 0.5951 | 0.5951 | 0.5951 | 0.5951 | 0.5951 | 0.5951 | 0.5951 | 14.2824 | 9 | 128.5416 | 0.5951
MT | natural gas combined cycle | Winter Peak | 0.5951 | 0.5951 | 0.5951 | 0.5951 | 0.5951 | 0.5951 | 0.5951 | 0.5951 | 0.5951 | 0.5951 | 0.5951 | 0.5951 | 0.5951 | 0.5951 | 0.5951 | 0.5951 | 0.5951 | 0.5951 | 0.5951 | 0.5951 | 0.5951 | 0.5951 | 0.5951 | 0.5951 | 14.2824 | 3 | 42.8472 | 0.5951
MT | crude oil | Winter | 0.0229 | 0.0229 | 0.0229 | 0.0229 | 0.0229 | 0.0229 | 0.0229 | 0.0229 | 0.0229 | 0.0229 | 0.0229 | 0.0229 | 0.0229 | 0.0229 | 0.0229 | 0.0229 | 0.0229 | 0.0229 | 0.0229 | 0.0229 | 0.0229 | 0.0229 | 0.0229 | 0.0229 | 0.5496 | 115 | 63.204 | 0.0229
MT | crude oil | Spring | 0.0229 | 0.0229 | 0.0229 | 0.0229 | 0.0229 | 0.0229 | 0.0229 | 0.0229 | 0.0229 | 0.0229 | 0.0229 | 0.0229 | 0.0229 | 0.0229 | 0.0229 | 0.0229 | 0.0229 | 0.0229 | 0.0229 | 0.0229 | 0.0229 | 0.0229 | 0.0229 | 0.0229 | 0.5496 | 130 | 71.448 | 0.0229
MT | crude oil | Summer | 0.0229 | 0.0229 | 0.0229 | 0.0229 | 0.0229 | 0.0229 | 0.0229 | 0.0229 | 0.0229 | 0.0229 | 0.0229 | 0.0229 | 0.0229 | 0.0229 | 0.0229 | 0.0229 | 0.0229 | 0.0229 | 0.0229 | 0.0229 | 0.0229 | 0.0229 | 0.0229 | 0.0229 | 0.5496 | 107 | 58.8072 | 0.0229
MT | crude oil | Fall | 0.0229 | 0.0229 | 0.0229 | 0.0229 | 0.0229 | 0.0229 | 0.0229 | 0.0229 | 0.0229 | 0.0229 | 0.0229 | 0.0229 | 0.0229 | 0.0229 | 0.0229 | 0.0229 | 0.0229 | 0.0229 | 0.0229 | 0.0229 | 0.0229 | 0.0229 | 0.0229 | 0.0229 | 0.5496 | 1 | 0.5496 | 0.0229
MT | crude oil | Summer Peak | 0.0229 | 0.0229 | 0.0229 | 0.0229 | 0.0229 | 0.0229 | 0.0229 | 0.0229 | 0.0229 | 0.0229 | 0.0229 | 0.0229 | 0.0229 | 0.0229 | 0.0229 | 0.0229 | 0.0229 | 0.0229 | 0.0229 | 0.0229 | 0.0229 | 0.0229 | 0.0229 | 0.0229 | 0.5496 | 9 | 4.9464 | 0.0229
MT | crude oil | Winter Peak | 0.0229 | 0.0229 | 0.0229 | 0.0229 | 0.0229 | 0.0229 | 0.0229 | 0.0229 | 0.0229 | 0.0229 | 0.0229 | 0.0229 | 0.0229 | 0.0229 | 0.0229 | 0.0229 | 0.0229 | 0.0229 | 0.0229 | 0.0229 | 0.0229 | 0.0229 | 0.0229 | 0.0229 | 0.5496 | 3 | 1.6488 | 0.0229
MT | geothermal | Winter | 0.6595 | 0.6595 | 0.6595 | 0.6595 | 0.6595 | 0.6595 | 0.6595 | 0.6595 | 0.6595 | 0.6595 | 0.6595 | 0.6595 | 0.6595 | 0.6595 | 0.6595 | 0.6595 | 0.6595 | 0.6595 | 0.6595 | 0.6595 | 0.6595 | 0.6595 | 0.6595 | 0.6595 | 15.828 | 115 | 1820.22 | 0.6595
MT | geothermal | Spring | 0.6595 | 0.6595 | 0.6595 | 0.6595 | 0.6595 | 0.6595 | 0.6595 | 0.6595 | 0.6595 | 0.6595 | 0.6595 | 0.6595 | 0.6595 | 0.6595 | 0.6595 | 0.6595 | 0.6595 | 0.6595 | 0.6595 | 0.6595 | 0.6595 | 0.6595 | 0.6595 | 0.6595 | 15.828 | 130 | 2057.64 | 0.6595
MT | geothermal | Summer | 0.6595 | 0.6595 | 0.6595 | 0.6595 | 0.6595 | 0.6595 | 0.6595 | 0.6595 | 0.6595 | 0.6595 | 0.6595 | 0.6595 | 0.6595 | 0.6595 | 0.6595 | 0.6595 | 0.6595 | 0.6595 | 0.6595 | 0.6595 | 0.6595 | 0.6595 | 0.6595 | 0.6595 | 15.828 | 107 | 1693.596 | 0.6595
MT | geothermal | Fall | 0.6595 | 0.6595 | 0.6595 | 0.6595 | 0.6595 | 0.6595 | 0.6595 | 0.6595 | 0.6595 | 0.6595 | 0.6595 | 0.6595 | 0.6595 | 0.6595 | 0.6595 | 0.6595 | 0.6595 | 0.6595 | 0.6595 | 0.6595 | 0.6595 | 0.6595 | 0.6595 | 0.6595 | 15.828 | 1 | 15.828 | 0.6595
MT | geothermal | Summer Peak | 0.6595 | 0.6595 | 0.6595 | 0.6595 | 0.6595 | 0.6595 | 0.6595 | 0.6595 | 0.6595 | 0.6595 | 0.6595 | 0.6595 | 0.6595 | 0.6595 | 0.6595 | 0.6595 | 0.6595 | 0.6595 | 0.6595 | 0.6595 | 0.6595 | 0.6595 | 0.6595 | 0.6595 | 15.828 | 9 | 142.452 | 0.6595
MT | geothermal | Winter Peak | 0.6595 | 0.6595 | 0.6595 | 0.6595 | 0.6595 | 0.6595 | 0.6595 | 0.6595 | 0.6595 | 0.6595 | 0.6595 | 0.6595 | 0.6595 | 0.6595 | 0.6595 | 0.6595 | 0.6595 | 0.6595 | 0.6595 | 0.6595 | 0.6595 | 0.6595 | 0.6595 | 0.6595 | 15.828 | 3 | 47.484 | 0.6595
MT | hard coal ccs | Winter | 0.8 | 0.8 | 0.8 | 0.8 | 0.8 | 0.8 | 0.8 | 0.8 | 0.8 | 0.8 | 0.8 | 0.8 | 0.8 | 0.8 | 0.8 | 0.8 | 0.8 | 0.8 | 0.8 | 0.8 | 0.8 | 0.8 | 0.8 | 0.8 | 19.2 | 115 | 2208 | 0.8
MT | hard coal ccs | Spring | 0.8 | 0.8 | 0.8 | 0.8 | 0.8 | 0.8 | 0.8 | 0.8 | 0.8 | 0.8 | 0.8 | 0.8 | 0.8 | 0.8 | 0.8 | 0.8 | 0.8 | 0.8 | 0.8 | 0.8 | 0.8 | 0.8 | 0.8 | 0.8 | 19.2 | 130 | 2496 | 0.8
MT | hard coal ccs | Summer | 0.8 | 0.8 | 0.8 | 0.8 | 0.8 | 0.8 | 0.8 | 0.8 | 0.8 | 0.8 | 0.8 | 0.8 | 0.8 | 0.8 | 0.8 | 0.8 | 0.8 | 0.8 | 0.8 | 0.8 | 0.8 | 0.8 | 0.8 | 0.8 | 19.2 | 107 | 2054.4 | 0.8
MT | hard coal ccs | Fall | 0.8 | 0.8 | 0.8 | 0.8 | 0.8 | 0.8 | 0.8 | 0.8 | 0.8 | 0.8 | 0.8 | 0.8 | 0.8 | 0.8 | 0.8 | 0.8 | 0.8 | 0.8 | 0.8 | 0.8 | 0.8 | 0.8 | 0.8 | 0.8 | 19.2 | 1 | 19.2 | 0.8
MT | hard coal ccs | Summer Peak | 0.8 | 0.8 | 0.8 | 0.8 | 0.8 | 0.8 | 0.8 | 0.8 | 0.8 | 0.8 | 0.8 | 0.8 | 0.8 | 0.8 | 0.8 | 0.8 | 0.8 | 0.8 | 0.8 | 0.8 | 0.8 | 0.8 | 0.8 | 0.8 | 19.2 | 9 | 172.8 | 0.8
MT | hard coal ccs | Winter Peak | 0.8 | 0.8 | 0.8 | 0.8 | 0.8 | 0.8 | 0.8 | 0.8 | 0.8 | 0.8 | 0.8 | 0.8 | 0.8 | 0.8 | 0.8 | 0.8 | 0.8 | 0.8 | 0.8 | 0.8 | 0.8 | 0.8 | 0.8 | 0.8 | 19.2 | 3 | 57.6 | 0.8
MT | hard coal | Winter | 0.56454 | 0.56101 | 0.55892 | 0.55804 | 0.56055 | 0.56291 | 0.54801 | 0.47503 | 0.43894 | 0.43703 | 0.45826 | 0.47777 | 0.48111 | 0.48322 | 0.47954 | 0.50628 | 0.55585 | 0.58356 | 0.61151 | 0.5983 | 0.60989 | 0.60675 | 0.59261 | 0.57112 | 12.8808 | 115 | 1481.2871 | 0.61151
MT | hard coal | Spring | 0.75268 | 0.73227 | 0.72028 | 0.71527 | 0.72471 | 0.75062 | 0.76532 | 0.65054 | 0.52257 | 0.49207 | 0.50086 | 0.50225 | 0.49541 | 0.496 | 0.47318 | 0.57242 | 0.73521 | 0.78104 | 0.78233 | 0.78421 | 0.78913 | 0.78328 | 0.77695 | 0.7728 | 16.0714 | 130 | 2089.2827 | 0.78913
MT | hard coal | Summer | 0.86195 | 0.85461 | 0.85293 | 0.85215 | 0.85449 | 0.85059 | 0.81531 | 0.69641 | 0.59792 | 0.61487 | 0.67819 | 0.7246 | 0.73361 | 0.74484 | 0.74347 | 0.78317 | 0.84449 | 0.87814 | 0.91414 | 0.90203 | 0.91508 | 0.91203 | 0.88701 | 0.86681 | 19.3788 | 107 | 2073.5369 | 0.91508
MT | hard coal | Fall | 1 | 1 | 1 | 1 | 1 | 1 | 1 | 1 | 1 | 1 | 1 | 1 | 1 | 1 | 1 | 1 | 1 | 1 | 1 | 1 | 1 | 1 | 1 | 1 | 24 | 1 | 24 | 1
MT | hard coal | Summer Peak | 0.99615 | 0.99615 | 0.99615 | 0.99615 | 0.99615 | 0.99615 | 0.94764 | 0.69229 | 0.76103 | 0.76747 | 0.91414 | 0.99615 | 0.99615 | 0.99615 | 0.99421 | 0.99421 | 0.99421 | 0.99615 | 1 | 1 | 1 | 1 | 1 | 1 | 23.0267 | 9 | 207.2403 | 1
MT | hard coal | Winter Peak | 1 | 1 | 1 | 1 | 1 | 1 | 1 | 1 | 1 | 1 | 1 | 1 | 1 | 1 | 0.91863 | 1 | 1 | 1 | 1 | 1 | 1 | 1 | 1 | 1 | 23.9186 | 3 | 71.7559 | 1
MT | heavy or residual fuel oil | Winter | 0 | 0 | 0 | 0 | 0 | 0 | 0 | 0 | 0 | 0 | 0 | 0 | 0 | 0 | 0 | 0 | 0 | 0 | 0 | 0 | 0 | 0 | 0 | 0 | 0 | 115 | 0 | 0
MT | heavy or residual fuel oil | Spring | 0 | 0 | 0 | 0 | 0 | 0 | 0 | 0 | 0 | 0 | 0 | 0 | 0 | 0 | 0 | 0 | 0 | 0 | 0 | 0 | 0 | 0 | 0 | 0 | 0 | 130 | 0 | 0
MT | heavy or residual fuel oil | Summer | 0 | 0 | 0 | 0 | 0 | 0 | 0 | 0 | 0 | 0 | 0 | 0 | 0 | 0 | 0 | 0 | 0 | 0 | 0 | 0 | 0 | 0 | 0 | 0 | 0 | 107 | 0 | 0
MT | heavy or residual fuel oil | Fall | 0 | 0 | 0 | 0 | 0 | 0 | 0 | 0 | 0 | 0 | 0 | 0 | 0 | 0 | 0 | 0 | 0 | 0 | 0 | 0 | 0 | 0 | 0 | 0 | 0 | 1 | 0 | 0
MT | heavy or residual fuel oil | Summer Peak | 0 | 0 | 0 | 0 | 0 | 0 | 0 | 0 | 0 | 0 | 0 | 0 | 0 | 0 | 0 | 0 | 0 | 0 | 0 | 0 | 0 | 0 | 0 | 0 | 0 | 9 | 0 | 0
MT | heavy or residual fuel oil | Winter Peak | 0 | 0 | 0 | 0 | 0 | 0 | 0 | 0 | 0 | 0 | 0 | 0 | 0 | 0 | 0 | 0 | 0 | 0 | 0 | 0 | 0 | 0 | 0 | 0 | 0 | 3 | 0 | 0
MT | hydro | Winter | 0.39895 | 0.35428 | 0.34446 | 0.33055 | 0.34664 | 0.358 | 0.33696 | 0.27162 | 0.23858 | 0.23372 | 0.23923 | 0.24282 | 0.2443 | 0.25104 | 0.25446 | 0.28519 | 0.38854 | 0.56036 | 0.61193 | 0.60899 | 0.60178 | 0.58566 | 0.54699 | 0.46233 | 9.0974 | 115 | 1046.1981 | 0.61193
MT | hydro | Spring | 0.31129 | 0.27943 | 0.27518 | 0.27157 | 0.275 | 0.30451 | 0.31271 | 0.27209 | 0.21179 | 0.20404 | 0.20773 | 0.20779 | 0.21022 | 0.21016 | 0.21061 | 0.21753 | 0.34091 | 0.51081 | 0.5505 | 0.54732 | 0.53194 | 0.48043 | 0.40123 | 0.32491 | 7.6697 | 130 | 997.0602 | 0.5505
MT | hydro | Summer | 0.37408 | 0.30926 | 0.30838 | 0.29427 | 0.30302 | 0.32226 | 0.29828 | 0.27662 | 0.23817 | 0.23171 | 0.23432 | 0.24355 | 0.25091 | 0.26051 | 0.26512 | 0.29626 | 0.40445 | 0.56694 | 0.606 | 0.59336 | 0.58217 | 0.56912 | 0.52946 | 0.44708 | 8.8053 | 107 | 942.1673 | 0.606
MT | hydro | Fall | 0.27734 | 0.24308 | 0.23463 | 0.21461 | 0.21503 | 0.35229 | 0.39505 | 0.4564 | 0.19333 | 0.19333 | 0.19333 | 0.19333 | 0.19333 | 0.19333 | 0.19333 | 0.21496 | 0.57597 | 0.63939 | 0.56038 | 0.63929 | 0.6392 | 0.61645 | 0.63895 | 0.63838 | 8.9047 | 1 | 8.9047 | 0.63939
MT | hydro | Summer Peak | 0.45937 | 0.32052 | 0.30788 | 0.28374 | 0.28522 | 0.29034 | 0.26882 | 0.26446 | 0.26897 | 0.26926 | 0.27271 | 0.31008 | 0.32747 | 0.38671 | 0.44437 | 0.49132 | 0.58641 | 0.63312 | 0.64499 | 0.64955 | 0.64951 | 0.64931 | 0.64836 | 0.628 | 10.3405 | 9 | 93.0646 | 0.64955
MT | hydro | Winter Peak | 0.38376 | 0.43397 | 0.35508 | 0.294 | 0.37597 | 0.36407 | 0.43919 | 0.50311 | 0.30988 | 0.28819 | 0.27337 | 0.31715 | 0.31286 | 0.20056 | 0.20056 | 0.20058 | 0.38267 | 0.61151 | 0.58486 | 0.56372 | 0.54511 | 0.52242 | 0.61197 | 0.43781 | 9.5124 | 3 | 28.5371 | 0.61197
MT | hydrogen combined cycle | Winter | 0.018587 | 0.018587 | 0.018587 | 0.018587 | 0.018587 | 0.018587 | 0.018587 | 0.01487 | 0.01487 | 0.01487 | 0.01487 | 0.01487 | 0.01487 | 0.01487 | 0.022304 | 0.063196 | 0.074348 | 0.074348 | 0.087565 | 0.074348 | 0.055761 | 0.018587 | 0.018587 | 0.018587 | 0.74183 | 115 | 85.31 | 0.087565
MT | hydrogen combined cycle | Spring | 0.02788 | 0.02788 | 0.02788 | 0.02788 | 0.02788 | 0.02788 | 0.02788 | 0.02788 | 0.02788 | 0.02788 | 0.02788 | 0.02788 | 0.02788 | 0.02788 | 0.02788 | 0.041821 | 0.11152 | 0.11152 | 0.11152 | 0.12082 | 0.10688 | 0.078995 | 0.032527 | 0.032527 | 1.1663 | 130 | 151.6231 | 0.12082
MT | hydrogen combined cycle | Summer | 0.35871 | 0.35871 | 0.35871 | 0.35871 | 0.35871 | 0.35871 | 0.34888 | 0.34888 | 0.35379 | 0.36362 | 0.36362 | 0.35871 | 0.35871 | 0.35871 | 0.35871 | 0.36853 | 0.37836 | 0.38819 | 0.45299 | 0.57966 | 0.46724 | 0.3956 | 0.37333 | 0.35379 | 9.1236 | 107 | 976.2213 | 0.57966
MT | hydrogen combined cycle | Fall | 0.091107 | 0.091107 | 0.091107 | 0.091107 | 0.091107 | 0.091107 | 0.091107 | 0.091107 | 0.091107 | 0.091107 | 0.091107 | 0.091107 | 0.091107 | 0.091107 | 0.098115 | 0.13316 | 0.13316 | 0.13316 | 0.17176 | 0.12717 | 0.098115 | 0.091107 | 0.091107 | 0.091107 | 2.4434 | 1 | 2.4434 | 0.17176
MT | hydrogen combined cycle | Summer Peak | 0 | 0 | 0 | 0 | 0 | 0 | 0 | 0 | 0 | 0 | 0 | 0 | 0 | 0 | 0 | 0 | 0 | 0 | 0 | 0 | 0 | 0 | 0 | 0 | 0 | 9 | 0 | 0
MT | hydrogen combined cycle | Winter Peak | 0 | 0 | 0 | 0 | 0 | 0 | 0 | 0 | 0 | 0 | 0 | 0 | 0 | 0 | 0 | 0 | 0 | 0 | 0 | 0 | 0 | 0 | 0 | 0 | 0 | 3 | 0 | 0
MT | hydrogen ct | Winter | 0.05422 | 0.05422 | 0.05422 | 0.05422 | 0.05422 | 0.05422 | 0.05422 | 0.05422 | 0.05422 | 0.05422 | 0.05422 | 0.05422 | 0.10826 | 0.10826 | 0.10826 | 0.21635 | 0.86485 | 0.97293 | 1 | 0.75676 | 0.05422 | 0.05422 | 0.05422 | 0.05422 | 5.0032 | 115 | 575.3663 | 1
MT | hydrogen ct | Spring | 0.00017833 | 0.00017833 | 0.00017833 | 0.00017833 | 0.00017833 | 0.00017833 | 0.00017833 | 0.00017833 | 0.00017833 | 0.00017833 | 0.00017833 | 0.00017833 | 0.00017833 | 0.00017833 | 0.00017833 | 0.00017833 | 0.43043 | 0.43043 | 0.4623 | 0.095791 | 0.00017833 | 0.00017833 | 0.00017833 | 0.00017833 | 1.4225 | 130 | 184.9285 | 0.4623
MT | hydrogen ct | Summer | 0.29059 | 0.29059 | 0.29059 | 0.29059 | 0.29059 | 0.29059 | 0.29059 | 0.29059 | 0.29059 | 0.29059 | 0.29059 | 0.29059 | 0.29059 | 0.34867 | 0.34867 | 0.69716 | 1 | 1 | 1 | 1 | 0.29059 | 0.29059 | 0.29059 | 0.29059 | 10.3345 | 107 | 1105.794 | 1
MT | hydrogen ct | Fall | 0.00017833 | 0.00017833 | 0.00017833 | 0.00017833 | 0.00017833 | 0.00017833 | 0.00017833 | 0.00017833 | 0.00017833 | 0.00017833 | 0.00017833 | 0.00017833 | 0.00017833 | 0.00017833 | 0.00017833 | 0.00017833 | 0.00017833 | 0.00017833 | 0.00017833 | 0.00017833 | 0.00017833 | 0.00017833 | 0.00017833 | 0.00017833 | 0.0042798 | 1 | 0.0042798 | 0.00017833
MT | hydrogen ct | Summer Peak | 1 | 1 | 1 | 1 | 1 | 1 | 1 | 1 | 1 | 1 | 1 | 1 | 1 | 1 | 1 | 1 | 1 | 1 | 1 | 1 | 1 | 1 | 1 | 1 | 24 | 9 | 216 | 1
MT | hydrogen ct | Winter Peak | 0.00017833 | 0.00017833 | 0.00017833 | 0.00017833 | 0.00017833 | 0.00017833 | 0.00017833 | 0.00017833 | 0.00017833 | 0.00017833 | 0.00017833 | 0.00017833 | 0.00017833 | 0.00017833 | 0.00017833 | 0.00017833 | 0.00017833 | 0.00017833 | 0.00017833 | 0.00017833 | 0.00017833 | 0.00017833 | 0.00017833 | 0.00017833 | 0.0042798 | 3 | 0.012839 | 0.00017833
MT | lignite ccs | Winter | 0.8 | 0.8 | 0.8 | 0.8 | 0.8 | 0.8 | 0.8 | 0.8 | 0.8 | 0.8 | 0.8 | 0.8 | 0.8 | 0.8 | 0.8 | 0.8 | 0.8 | 0.8 | 0.8 | 0.8 | 0.8 | 0.8 | 0.8 | 0.8 | 19.2 | 115 | 2208 | 0.8
MT | lignite ccs | Spring | 0.8 | 0.8 | 0.8 | 0.8 | 0.8 | 0.8 | 0.8 | 0.8 | 0.8 | 0.8 | 0.8 | 0.8 | 0.8 | 0.8 | 0.8 | 0.8 | 0.8 | 0.8 | 0.8 | 0.8 | 0.8 | 0.8 | 0.8 | 0.8 | 19.2 | 130 | 2496 | 0.8
MT | lignite ccs | Summer | 0.8 | 0.8 | 0.8 | 0.8 | 0.8 | 0.8 | 0.8 | 0.8 | 0.8 | 0.8 | 0.8 | 0.8 | 0.8 | 0.8 | 0.8 | 0.8 | 0.8 | 0.8 | 0.8 | 0.8 | 0.8 | 0.8 | 0.8 | 0.8 | 19.2 | 107 | 2054.4 | 0.8
MT | lignite ccs | Fall | 0.8 | 0.8 | 0.8 | 0.8 | 0.8 | 0.8 | 0.8 | 0.8 | 0.8 | 0.8 | 0.8 | 0.8 | 0.8 | 0.8 | 0.8 | 0.8 | 0.8 | 0.8 | 0.8 | 0.8 | 0.8 | 0.8 | 0.8 | 0.8 | 19.2 | 1 | 19.2 | 0.8
MT | lignite ccs | Summer Peak | 0.8 | 0.8 | 0.8 | 0.8 | 0.8 | 0.8 | 0.8 | 0.8 | 0.8 | 0.8 | 0.8 | 0.8 | 0.8 | 0.8 | 0.8 | 0.8 | 0.8 | 0.8 | 0.8 | 0.8 | 0.8 | 0.8 | 0.8 | 0.8 | 19.2 | 9 | 172.8 | 0.8
MT | lignite ccs | Winter Peak | 0.8 | 0.8 | 0.8 | 0.8 | 0.8 | 0.8 | 0.8 | 0.8 | 0.8 | 0.8 | 0.8 | 0.8 | 0.8 | 0.8 | 0.8 | 0.8 | 0.8 | 0.8 | 0.8 | 0.8 | 0.8 | 0.8 | 0.8 | 0.8 | 19.2 | 3 | 57.6 | 0.8
MT | lignite | Winter | 0.638 | 0.638 | 0.638 | 0.638 | 0.638 | 0.638 | 0.638 | 0.638 | 0.638 | 0.638 | 0.638 | 0.638 | 0.638 | 0.638 | 0.638 | 0.638 | 0.638 | 0.638 | 0.638 | 0.638 | 0.638 | 0.638 | 0.638 | 0.638 | 15.312 | 115 | 1760.88 | 0.638
MT | lignite | Spring | 0.638 | 0.638 | 0.638 | 0.638 | 0.638 | 0.638 | 0.638 | 0.638 | 0.638 | 0.638 | 0.638 | 0.638 | 0.638 | 0.638 | 0.638 | 0.638 | 0.638 | 0.638 | 0.638 | 0.638 | 0.638 | 0.638 | 0.638 | 0.638 | 15.312 | 130 | 1990.56 | 0.638
MT | lignite | Summer | 0.638 | 0.638 | 0.638 | 0.638 | 0.638 | 0.638 | 0.638 | 0.638 | 0.638 | 0.638 | 0.638 | 0.638 | 0.638 | 0.638 | 0.638 | 0.638 | 0.638 | 0.638 | 0.638 | 0.638 | 0.638 | 0.638 | 0.638 | 0.638 | 15.312 | 107 | 1638.384 | 0.638
MT | lignite | Fall | 0.638 | 0.638 | 0.638 | 0.638 | 0.638 | 0.638 | 0.638 | 0.638 | 0.638 | 0.638 | 0.638 | 0.638 | 0.638 | 0.638 | 0.638 | 0.638 | 0.638 | 0.638 | 0.638 | 0.638 | 0.638 | 0.638 | 0.638 | 0.638 | 15.312 | 1 | 15.312 | 0.638
MT | lignite | Summer Peak | 0.638 | 0.638 | 0.638 | 0.638 | 0.638 | 0.638 | 0.638 | 0.638 | 0.638 | 0.638 | 0.638 | 0.638 | 0.638 | 0.638 | 0.638 | 0.638 | 0.638 | 0.638 | 0.638 | 0.638 | 0.638 | 0.638 | 0.638 | 0.638 | 15.312 | 9 | 137.808 | 0.638
MT | lignite | Winter Peak | 0.638 | 0.638 | 0.638 | 0.638 | 0.638 | 0.638 | 0.638 | 0.638 | 0.638 | 0.638 | 0.638 | 0.638 | 0.638 | 0.638 | 0.638 | 0.638 | 0.638 | 0.638 | 0.638 | 0.638 | 0.638 | 0.638 | 0.638 | 0.638 | 15.312 | 3 | 45.936 | 0.638
MT | municipal solid waste | Winter | 0.76471 | 0.76471 | 0.76471 | 0.76471 | 0.76471 | 0.76471 | 0.76471 | 0.76471 | 0.75141 | 0.74789 | 0.74789 | 0.74789 | 0.74789 | 0.74789 | 0.74789 | 0.74789 | 0.75806 | 0.76471 | 0.76471 | 0.76471 | 0.76471 | 0.76471 | 0.76471 | 0.76471 | 18.2153 | 115 | 2094.7578 | 0.76471
MT | municipal solid waste | Spring | 0.76471 | 0.76471 | 0.76471 | 0.76471 | 0.76471 | 0.76471 | 0.76471 | 0.63514 | 0.57695 | 0.55593 | 0.55593 | 0.55593 | 0.55593 | 0.55593 | 0.59407 | 0.619 | 0.6899 | 0.76471 | 0.76471 | 0.76471 | 0.76471 | 0.76471 | 0.76471 | 0.76471 | 16.6006 | 130 | 2158.0779 | 0.76471
MT | municipal solid waste | Summer | 0.76471 | 0.76471 | 0.76471 | 0.76471 | 0.76471 | 0.76471 | 0.74713 | 0.73834 | 0.73834 | 0.73834 | 0.73834 | 0.73834 | 0.73834 | 0.74713 | 0.74713 | 0.75592 | 0.76471 | 0.76471 | 0.76471 | 0.76471 | 0.76471 | 0.76471 | 0.76471 | 0.76471 | 18.1332 | 107 | 1940.2554 | 0.76471
MT | municipal solid waste | Fall | 0.76471 | 0.76471 | 0.76471 | 0.76471 | 0.76471 | 0.76471 | 0.76471 | 0.76471 | 0.75217 | 0.75217 | 0.75217 | 0.75217 | 0.75217 | 0.75217 | 0.75217 | 0.76471 | 0.76471 | 0.76471 | 0.76471 | 0.76471 | 0.76471 | 0.76471 | 0.76471 | 0.76471 | 18.2652 | 1 | 18.2652 | 0.76471
MT | municipal solid waste | Summer Peak | 0.76471 | 0.76471 | 0.76471 | 0.76471 | 0.76471 | 0.76471 | 0.76471 | 0.76471 | 0.76471 | 0.76471 | 0.76471 | 0.76471 | 0.76471 | 0.76471 | 0.76471 | 0.76471 | 0.76471 | 0.76471 | 0.76471 | 0.76471 | 0.76471 | 0.76471 | 0.76471 | 0.76471 | 18.353 | 9 | 165.1767 | 0.76471
MT | municipal solid waste | Winter Peak | 0.76471 | 0.76471 | 0.76471 | 0.76471 | 0.76471 | 0.76471 | 0.76471 | 0.76471 | 0.76471 | 0.76471 | 0.76471 | 0.76471 | 0.76471 | 0.76471 | 0.76471 | 0.76471 | 0.76471 | 0.76471 | 0.76471 | 0.76471 | 0.76471 | 0.76471 | 0.76471 | 0.76471 | 18.353 | 3 | 55.0589 | 0.76471
MT | natural gas peaker | Winter | 0.05422 | 0.05422 | 0.05422 | 0.05422 | 0.05422 | 0.05422 | 0.05422 | 0.05422 | 0.05422 | 0.05422 | 0.05422 | 0.05422 | 0.10826 | 0.10826 | 0.10826 | 0.21635 | 0.86485 | 0.97293 | 1 | 0.75676 | 0.05422 | 0.05422 | 0.05422 | 0.05422 | 5.0032 | 115 | 575.3663 | 1
MT | natural gas peaker | Spring | 0.00017833 | 0.00017833 | 0.00017833 | 0.00017833 | 0.00017833 | 0.00017833 | 0.00017833 | 0.00017833 | 0.00017833 | 0.00017833 | 0.00017833 | 0.00017833 | 0.00017833 | 0.00017833 | 0.00017833 | 0.00017833 | 0.43043 | 0.43043 | 0.4623 | 0.095791 | 0.00017833 | 0.00017833 | 0.00017833 | 0.00017833 | 1.4225 | 130 | 184.9285 | 0.4623
MT | natural gas peaker | Summer | 0.29059 | 0.29059 | 0.29059 | 0.29059 | 0.29059 | 0.29059 | 0.29059 | 0.29059 | 0.29059 | 0.29059 | 0.29059 | 0.29059 | 0.29059 | 0.34867 | 0.34867 | 0.69716 | 1 | 1 | 1 | 1 | 0.29059 | 0.29059 | 0.29059 | 0.29059 | 10.3345 | 107 | 1105.794 | 1
MT | natural gas peaker | Fall | 0.00017833 | 0.00017833 | 0.00017833 | 0.00017833 | 0.00017833 | 0.00017833 | 0.00017833 | 0.00017833 | 0.00017833 | 0.00017833 | 0.00017833 | 0.00017833 | 0.00017833 | 0.00017833 | 0.00017833 | 0.00017833 | 0.00017833 | 0.00017833 | 0.00017833 | 0.00017833 | 0.00017833 | 0.00017833 | 0.00017833 | 0.00017833 | 0.0042798 | 1 | 0.0042798 | 0.00017833
MT | natural gas peaker | Summer Peak | 1 | 1 | 1 | 1 | 1 | 1 | 1 | 1 | 1 | 1 | 1 | 1 | 1 | 1 | 1 | 1 | 1 | 1 | 1 | 1 | 1 | 1 | 1 | 1 | 24 | 9 | 216 | 1
MT | natural gas peaker | Winter Peak | 0.00017833 | 0.00017833 | 0.00017833 | 0.00017833 | 0.00017833 | 0.00017833 | 0.00017833 | 0.00017833 | 0.00017833 | 0.00017833 | 0.00017833 | 0.00017833 | 0.00017833 | 0.00017833 | 0.00017833 | 0.00017833 | 0.00017833 | 0.00017833 | 0.00017833 | 0.00017833 | 0.00017833 | 0.00017833 | 0.00017833 | 0.00017833 | 0.0042798 | 3 | 0.012839 | 0.00017833
MT | nuclear | Winter | 0.909 | 0.909 | 0.909 | 0.909 | 0.909 | 0.909 | 0.909 | 0.909 | 0.909 | 0.909 | 0.909 | 0.909 | 0.909 | 0.909 | 0.909 | 0.909 | 0.909 | 0.909 | 0.909 | 0.909 | 0.909 | 0.909 | 0.909 | 0.909 | 21.816 | 115 | 2508.84 | 0.909
MT | nuclear | Spring | 0.909 | 0.909 | 0.909 | 0.909 | 0.909 | 0.909 | 0.909 | 0.909 | 0.909 | 0.909 | 0.909 | 0.909 | 0.909 | 0.909 | 0.909 | 0.909 | 0.909 | 0.909 | 0.909 | 0.909 | 0.909 | 0.909 | 0.909 | 0.909 | 21.816 | 130 | 2836.08 | 0.909
MT | nuclear | Summer | 0.909 | 0.909 | 0.909 | 0.909 | 0.909 | 0.909 | 0.909 | 0.909 | 0.909 | 0.909 | 0.909 | 0.909 | 0.909 | 0.909 | 0.909 | 0.909 | 0.909 | 0.909 | 0.909 | 0.909 | 0.909 | 0.909 | 0.909 | 0.909 | 21.816 | 107 | 2334.312 | 0.909
MT | nuclear | Fall | 0.909 | 0.909 | 0.909 | 0.909 | 0.909 | 0.909 | 0.909 | 0.909 | 0.909 | 0.909 | 0.909 | 0.909 | 0.909 | 0.909 | 0.909 | 0.909 | 0.909 | 0.909 | 0.909 | 0.909 | 0.909 | 0.909 | 0.909 | 0.909 | 21.816 | 1 | 21.816 | 0.909
MT | nuclear | Summer Peak | 0.909 | 0.909 | 0.909 | 0.909 | 0.909 | 0.909 | 0.909 | 0.909 | 0.909 | 0.909 | 0.909 | 0.909 | 0.909 | 0.909 | 0.909 | 0.909 | 0.909 | 0.909 | 0.909 | 0.909 | 0.909 | 0.909 | 0.909 | 0.909 | 21.816 | 9 | 196.344 | 0.909
MT | nuclear | Winter Peak | 0.909 | 0.909 | 0.909 | 0.909 | 0.909 | 0.909 | 0.909 | 0.909 | 0.909 | 0.909 | 0.909 | 0.909 | 0.909 | 0.909 | 0.909 | 0.909 | 0.909 | 0.909 | 0.909 | 0.909 | 0.909 | 0.909 | 0.909 | 0.909 | 21.816 | 3 | 65.448 | 0.909
MT | offshore wind | Winter | 0.44981 | 0.44638 | 0.4448 | 0.44352 | 0.44468 | 0.44832 | 0.45706 | 0.46319 | 0.46439 | 0.44828 | 0.42754 | 0.40986 | 0.39805 | 0.39756 | 0.40033 | 0.40899 | 0.42965 | 0.45143 | 0.45996 | 0.4672 | 0.46667 | 0.46571 | 0.46273 | 0.45217 | 10.6083 | 115 | 1219.9524 | 0.4672
MT | offshore wind | Spring | 0.44472 | 0.43504 | 0.43018 | 0.42314 | 0.4119 | 0.39669 | 0.38665 | 0.37127 | 0.3456 | 0.32681 | 0.31325 | 0.30347 | 0.30782 | 0.31905 | 0.3249 | 0.33608 | 0.35787 | 0.38535 | 0.40885 | 0.43556 | 0.4543 | 0.45487 | 0.45932 | 0.45564 | 9.2883 | 130 | 1207.4793 | 0.45932
MT | offshore wind | Summer | 0.29573 | 0.29956 | 0.30504 | 0.29967 | 0.29009 | 0.27849 | 0.2613 | 0.24039 | 0.22063 | 0.20181 | 0.19485 | 0.19447 | 0.18528 | 0.18123 | 0.18544 | 0.19688 | 0.21669 | 0.22994 | 0.2422 | 0.2665 | 0.26497 | 0.26672 | 0.27493 | 0.28664 | 5.8795 | 107 | 629.1038 | 0.30504
MT | offshore wind | Fall | 0.39945 | 0.40031 | 0.39867 | 0.39313 | 0.39477 | 0.39571 | 0.40203 | 0.40656 | 0.40312 | 0.39165 | 0.37299 | 0.36042 | 0.35176 | 0.34653 | 0.3498 | 0.3612 | 0.374 | 0.39329 | 0.40898 | 0.43052 | 0.45652 | 0.45589 | 0.44863 | 0.43021 | 9.5262 | 1 | 9.5262 | 0.45652
MT | offshore wind | Summer Peak | 0.16762 | 0.14667 | 0.13905 | 0.14 | 0.15238 | 0.15429 | 0.13524 | 0.11238 | 0.094286 | 0.069524 | 0.059048 | 0.06 | 0.078095 | 0.10857 | 0.13714 | 0.16952 | 0.20286 | 0.21429 | 0.23714 | 0.24381 | 0.22381 | 0.1819 | 0.13619 | 0.085714 | 3.4495 | 9 | 31.0457 | 0.24381
MT | offshore wind | Winter Peak | 0.81333 | 0.80286 | 0.8 | 0.79619 | 0.7819 | 0.76952 | 0.75524 | 0.74857 | 0.75143 | 0.74952 | 0.73905 | 0.7219 | 0.72476 | 0.70571 | 0.70571 | 0.71048 | 0.71429 | 0.75905 | 0.79333 | 0.79524 | 0.79143 | 0.77048 | 0.73524 | 0.69333 | 18.1286 | 3 | 54.3857 | 0.81333
MT | onshore wind | Winter | 0.37347 | 0.3772 | 0.37822 | 0.37417 | 0.37648 | 0.36738 | 0.3379 | 0.31817 | 0.30589 | 0.299 | 0.29815 | 0.30221 | 0.30682 | 0.31236 | 0.31123 | 0.30835 | 0.29726 | 0.28472 | 0.28972 | 0.30461 | 0.30235 | 0.30181 | 0.30413 | 0.30874 | 7.7404 | 115 | 890.1411 | 0.37822
MT | onshore wind | Spring | 0.54291 | 0.55177 | 0.55986 | 0.56782 | 0.57393 | 0.57579 | 0.57521 | 0.57502 | 0.5747 | 0.57692 | 0.58449 | 0.59072 | 0.59703 | 0.6004 | 0.59891 | 0.59963 | 0.58827 | 0.58881 | 0.5876 | 0.58872 | 0.58821 | 0.58733 | 0.58316 | 0.57525 | 13.9325 | 130 | 1811.219 | 0.6004
MT | onshore wind | Summer | 0.17391 | 0.16843 | 0.16184 | 0.15398 | 0.14773 | 0.14123 | 0.12183 | 0.10489 | 0.095701 | 0.092563 | 0.094919 | 0.10113 | 0.11115 | 0.12265 | 0.13321 | 0.1433 | 0.15074 | 0.16794 | 0.18513 | 0.20238 | 0.20753 | 0.2116 | 0.21632 | 0.21538 | 3.6255 | 107 | 387.9254 | 0.21632
MT | onshore wind | Fall | 0.53067 | 0.56577 | 0.58635 | 0.62064 | 0.63985 | 0.64898 | 0.65271 | 0.65693 | 0.65797 | 0.63739 | 0.60517 | 0.5916 | 0.58592 | 0.58597 | 0.602 | 0.64704 | 0.67353 | 0.68616 | 0.6855 | 0.68133 | 0.67457 | 0.67703 | 0.025923 | 0.027815 | 13.9468 | 1 | 13.9468 | 0.68616
MT | onshore wind | Summer Peak | 0.16917 | 0.15702 | 0.16068 | 0.1711 | 0.16667 | 0.14909 | 0.10195 | 0.073969 | 0.06999 | 0.055289 | 0.046433 | 0.05111 | 0.050238 | 0.061155 | 0.088481 | 0.083514 | 0.081764 | 0.078963 | 0.09328 | 0.11282 | 0.12134 | 0.11188 | 0.10886 | 0.10446 | 2.4692 | 9 | 22.2231 | 0.1711
MT | onshore wind | Winter Peak | 0.10341 | 0.10344 | 0.099924 | 0.093459 | 0.088713 | 0.083966 | 0.081081 | 0.080702 | 0.077769 | 0.067946 | 0.057917 | 0.053612 | 0.053045 | 0.051279 | 0.054716 | 0.063357 | 0.069838 | 0.071399 | 0.070264 | 0.071368 | 0.073465 | 0.073307 | 0.07348 | 0.072061 | 1.7895 | 3 | 5.3686 | 0.10344
MT | petroleum | Winter | 0.05422 | 0.05422 | 0.05422 | 0.05422 | 0.05422 | 0.05422 | 0.05422 | 0.05422 | 0.05422 | 0.05422 | 0.05422 | 0.05422 | 0.10826 | 0.10826 | 0.10826 | 0.21635 | 0.86485 | 0.97293 | 1 | 0.75676 | 0.05422 | 0.05422 | 0.05422 | 0.05422 | 5.0032 | 115 | 575.3663 | 1
MT | petroleum | Spring | 0.00017833 | 0.00017833 | 0.00017833 | 0.00017833 | 0.00017833 | 0.00017833 | 0.00017833 | 0.00017833 | 0.00017833 | 0.00017833 | 0.00017833 | 0.00017833 | 0.00017833 | 0.00017833 | 0.00017833 | 0.00017833 | 0.43043 | 0.43043 | 0.4623 | 0.095791 | 0.00017833 | 0.00017833 | 0.00017833 | 0.00017833 | 1.4225 | 130 | 184.9285 | 0.4623
MT | petroleum | Summer | 0.29059 | 0.29059 | 0.29059 | 0.29059 | 0.29059 | 0.29059 | 0.29059 | 0.29059 | 0.29059 | 0.29059 | 0.29059 | 0.29059 | 0.29059 | 0.34867 | 0.34867 | 0.69716 | 1 | 1 | 1 | 1 | 0.29059 | 0.29059 | 0.29059 | 0.29059 | 10.3345 | 107 | 1105.794 | 1
MT | petroleum | Fall | 0.00017833 | 0.00017833 | 0.00017833 | 0.00017833 | 0.00017833 | 0.00017833 | 0.00017833 | 0.00017833 | 0.00017833 | 0.00017833 | 0.00017833 | 0.00017833 | 0.00017833 | 0.00017833 | 0.00017833 | 0.00017833 | 0.00017833 | 0.00017833 | 0.00017833 | 0.00017833 | 0.00017833 | 0.00017833 | 0.00017833 | 0.00017833 | 0.0042798 | 1 | 0.0042798 | 0.00017833
MT | petroleum | Summer Peak | 1 | 1 | 1 | 1 | 1 | 1 | 1 | 1 | 1 | 1 | 1 | 1 | 1 | 1 | 1 | 1 | 1 | 1 | 1 | 1 | 1 | 1 | 1 | 1 | 24 | 9 | 216 | 1
MT | petroleum | Winter Peak | 0.00017833 | 0.00017833 | 0.00017833 | 0.00017833 | 0.00017833 | 0.00017833 | 0.00017833 | 0.00017833 | 0.00017833 | 0.00017833 | 0.00017833 | 0.00017833 | 0.00017833 | 0.00017833 | 0.00017833 | 0.00017833 | 0.00017833 | 0.00017833 | 0.00017833 | 0.00017833 | 0.00017833 | 0.00017833 | 0.00017833 | 0.00017833 | 0.0042798 | 3 | 0.012839 | 0.00017833
MT | pumped hydro | Winter | 0.050786 | 0.031782 | 0.011015 | 0.0036035 | 0.0015851 | 0.005556 | 0.040084 | 0.033931 | 0.015151 | 0.0089085 | 0.0017651 | 0.0025064 | 0.0017282 | 0.0011129 | 0.0006206 | 0.00067935 | 0.0057153 | 0.12696 | 0.27549 | 0.26941 | 0.19322 | 0.12361 | 0.087958 | 0.059443 | 1.3526 | 115 | 155.5515 | 0.27549
MT | pumped hydro | Spring | 0.13406 | 0.089046 | 0.043601 | 0.027674 | 0.022308 | 0.021574 | 0.03002 | 0.021769 | 0.01624 | 0.0019417 | 0.0019339 | 0.0016268 | 0.0017358 | 0.0033852 | 0.0067275 | 0.010701 | 0.041979 | 0.14699 | 0.34078 | 0.37694 | 0.3594 | 0.20445 | 0.15713 | 0.1425 | 2.2045 | 130 | 286.5862 | 0.37694
MT | pumped hydro | Summer | 0.088023 | 0.039339 | 0.016514 | 0.0093124 | 0.0054294 | 0.0038308 | 0.0031176 | 0.0012654 | 0.00015248 | 2.3472e-05 | 0.00083549 | 0.022595 | 0.10315 | 0.18902 | 0.2678 | 0.35551 | 0.45477 | 0.53128 | 0.58425 | 0.58312 | 0.54844 | 0.32976 | 0.16117 | 0.12689 | 4.4256 | 107 | 473.5394 | 0.58425
MT | pumped hydro | Fall | 0.087977 | 0.062359 | 0.024155 | 0.0062008 | 0.0025893 | 0.0017164 | 0.0023704 | 0.0063496 | 0.0078345 | 0.00033795 | 0.00071655 | 0.00089718 | 0.0046131 | 0.012083 | 0.021131 | 0.03584 | 0.098139 | 0.31041 | 0.39754 | 0.41951 | 0.24537 | 0.15513 | 0.1382 | 0.11573 | 2.1572 | 1 | 2.1572 | 0.41951
MT | pumped hydro | Summer Peak | 0.13154 | 0.040447 | 0 | 0 | 0 | 0 | 0 | 0 | 0 | 0.00043189 | 0.0018473 | 0.083516 | 0.34412 | 0.45311 | 0.54917 | 0.60615 | 0.63472 | 0.64234 | 0.639 | 0.63262 | 0.72697 | 0.67088 | 0.19429 | 0.14993 | 6.5011 | 9 | 58.5097 | 0.72697
MT | pumped hydro | Winter Peak | 0.0047638 | 0.0026573 | 0.0018473 | 0.0018473 | 0 | 0.094888 | 0.19155 | 0.14615 | 0.0043146 | 0.012964 | 0.003345 | 0.0052486 | 0.0036945 | 0 | 0 | 0 | 0.0048896 | 0.20752 | 0.3746 | 0.38504 | 0.33367 | 0.19894 | 0.069298 | 0.020111 | 2.0674 | 3 | 6.2021 | 0.38504
MT | smr | Winter | 0.9 | 0.9 | 0.9 | 0.9 | 0.9 | 0.9 | 0.9 | 0.9 | 0.9 | 0.9 | 0.9 | 0.9 | 0.9 | 0.9 | 0.9 | 0.9 | 0.9 | 0.9 | 0.9 | 0.9 | 0.9 | 0.9 | 0.9 | 0.9 | 21.6 | 115 | 2484 | 0.9
MT | smr | Spring | 0.9 | 0.9 | 0.9 | 0.9 | 0.9 | 0.9 | 0.9 | 0.9 | 0.9 | 0.9 | 0.9 | 0.9 | 0.9 | 0.9 | 0.9 | 0.9 | 0.9 | 0.9 | 0.9 | 0.9 | 0.9 | 0.9 | 0.9 | 0.9 | 21.6 | 130 | 2808 | 0.9
MT | smr | Summer | 0.9 | 0.9 | 0.9 | 0.9 | 0.9 | 0.9 | 0.9 | 0.9 | 0.9 | 0.9 | 0.9 | 0.9 | 0.9 | 0.9 | 0.9 | 0.9 | 0.9 | 0.9 | 0.9 | 0.9 | 0.9 | 0.9 | 0.9 | 0.9 | 21.6 | 107 | 2311.2 | 0.9
MT | smr | Fall | 0.9 | 0.9 | 0.9 | 0.9 | 0.9 | 0.9 | 0.9 | 0.9 | 0.9 | 0.9 | 0.9 | 0.9 | 0.9 | 0.9 | 0.9 | 0.9 | 0.9 | 0.9 | 0.9 | 0.9 | 0.9 | 0.9 | 0.9 | 0.9 | 21.6 | 1 | 21.6 | 0.9
MT | smr | Summer Peak | 0.9 | 0.9 | 0.9 | 0.9 | 0.9 | 0.9 | 0.9 | 0.9 | 0.9 | 0.9 | 0.9 | 0.9 | 0.9 | 0.9 | 0.9 | 0.9 | 0.9 | 0.9 | 0.9 | 0.9 | 0.9 | 0.9 | 0.9 | 0.9 | 21.6 | 9 | 194.4 | 0.9
MT | smr | Winter Peak | 0.9 | 0.9 | 0.9 | 0.9 | 0.9 | 0.9 | 0.9 | 0.9 | 0.9 | 0.9 | 0.9 | 0.9 | 0.9 | 0.9 | 0.9 | 0.9 | 0.9 | 0.9 | 0.9 | 0.9 | 0.9 | 0.9 | 0.9 | 0.9 | 21.6 | 3 | 64.8 | 0.9
MT | solar pv dist | Winter | 0 | 0 | 0 | 0 | 0.0027215 | 0.012811 | 0.20826 | 0.31268 | 0.38374 | 0.40919 | 0.41152 | 0.407 | 0.39691 | 0.47119 | 0.43209 | 0.36153 | 0.25214 | 0.15224 | 0.034949 | 0.00073017 | 0 | 0 | 0 | 0 | 4.2497 | 115 | 488.7176 | 0.47119
MT | solar pv dist | Spring | 0 | 0 | 0 | 0 | 0.001145 | 0.0045214 | 0.084175 | 0.17454 | 0.27716 | 0.31929 | 0.32058 | 0.31483 | 0.30643 | 0.38394 | 0.34052 | 0.22601 | 0.10734 | 0.044187 | 0.011333 | 0.00038168 | 0 | 0 | 0 | 0 | 2.9164 | 130 | 379.1298 | 0.38394
MT | solar pv dist | Summer | 0 | 0 | 0 | 0 | 0.0023543 | 0.013091 | 0.21613 | 0.32981 | 0.38478 | 0.41985 | 0.41553 | 0.40094 | 0.40123 | 0.50018 | 0.46133 | 0.38118 | 0.24777 | 0.12306 | 0.026646 | 0.00028537 | 0 | 0 | 0 | 0 | 4.3242 | 107 | 462.687 | 0.50018
MT | solar pv dist | Fall | 0 | 0 | 0 | 0 | 0 | 0 | 0 | 0.0076336 | 0.045802 | 0.026718 | 0.080153 | 0.18702 | 0.19847 | 0.42748 | 0.32443 | 0.041985 | 0 | 0 | 0 | 0 | 0 | 0 | 0 | 0 | 1.3397 | 1 | 1.3397 | 0.42748
MT | solar pv dist | Summer Peak | 0 | 0 | 0 | 0 | 0.004665 | 0.030958 | 0.39822 | 0.48346 | 0.52545 | 0.51951 | 0.52841 | 0.50042 | 0.46947 | 0.51272 | 0.49152 | 0.48558 | 0.38338 | 0.24512 | 0.072095 | 0 | 0 | 0 | 0 | 0 | 5.651 | 9 | 50.8588 | 0.52841
MT | solar pv dist | Winter Peak | 0 | 0 | 0 | 0 | 0 | 0 | 0 | 0.01145 | 0.11323 | 0.16794 | 0.15267 | 0.17557 | 0.18702 | 0.25827 | 0.10941 | 0.040712 | 0 | 0 | 0 | 0 | 0 | 0 | 0 | 0 | 1.2163 | 3 | 3.6489 | 0.25827
MT | solar pv | Winter | 0 | 0 | 0 | 0 | 0.022792 | 0.14081 | 0.33128 | 0.48137 | 0.57968 | 0.61398 | 0.61214 | 0.60712 | 0.60225 | 0.59338 | 0.56558 | 0.48027 | 0.31269 | 0.16356 | 0.044268 | 0.00036146 | 0 | 0 | 0 | 0 | 6.1515 | 115 | 707.4259 | 0.61398
MT | solar pv | Spring | 0 | 0 | 0 | 0 | 0.0093184 | 0.050267 | 0.13785 | 0.27836 | 0.42292 | 0.47672 | 0.46866 | 0.45628 | 0.44667 | 0.43887 | 0.40675 | 0.28948 | 0.14197 | 0.058953 | 0.016465 | 0.000185 | 0 | 0 | 0 | 0 | 4.0997 | 130 | 532.9635 | 0.47672
MT | solar pv | Summer | 0 | 0 | 0 | 0 | 0.014077 | 0.12914 | 0.33656 | 0.49842 | 0.5874 | 0.61938 | 0.62049 | 0.61245 | 0.60799 | 0.60612 | 0.58619 | 0.50668 | 0.30292 | 0.16675 | 0.039664 | 0.00021644 | 0 | 0 | 0 | 0 | 6.2344 | 107 | 667.0861 | 0.62049
MT | solar pv | Fall | 0 | 0 | 0 | 0 | 0 | 0 | 0 | 0.00029691 | 0.065914 | 0.12262 | 0.15974 | 0.19151 | 0.23159 | 0.3177 | 0.29869 | 0.068587 | 0 | 0 | 0 | 0 | 0 | 0 | 0 | 0 | 1.4566 | 1 | 1.4566 | 0.3177
MT | solar pv | Summer Peak | 0 | 0 | 0 | 0 | 0.016825 | 0.2728 | 0.60834 | 0.76573 | 0.8201 | 0.82244 | 0.8171 | 0.79582 | 0.78724 | 0.77487 | 0.76669 | 0.71991 | 0.32871 | 0.37533 | 0.10207 | 3.299e-05 | 0 | 0 | 0 | 0 | 8.774 | 9 | 78.9662 | 0.82244
MT | solar pv | Winter Peak | 0 | 0 | 0 | 0 | 0 | 0 | 0 | 0.00079176 | 0.095506 | 0.19923 | 0.20705 | 0.21318 | 0.22635 | 0.24881 | 0.1637 | 0.020586 | 0 | 0 | 0 | 0 | 0 | 0 | 0 | 0 | 1.3752 | 3 | 4.1256 | 0.24881
MT | solar thermal | Winter | 0 | 0 | 0 | 0 | 0 | 0 | 0 | 0 | 0 | 0.08597 | 0.37963 | 0.49887 | 0.49723 | 0.48344 | 0.47116 | 0.48279 | 0.49202 | 0.44649 | 0.21282 | 0.015243 | 0 | 0 | 0 | 0 | 4.0657 | 115 | 467.5515 | 0.49887
MT | solar thermal | Spring | 0 | 0 | 0 | 0 | 0 | 0 | 0 | 0.0076376 | 0.18687 | 0.48014 | 0.63047 | 0.67382 | 0.67706 | 0.67418 | 0.66674 | 0.6665 | 0.66683 | 0.64842 | 0.56803 | 0.30656 | 0.039289 | 0 | 0 | 0 | 6.8926 | 130 | 896.0332 | 0.67706
MT | solar thermal | Summer | 0 | 0 | 0 | 0 | 0 | 0 | 0 | 0.024165 | 0.27576 | 0.51489 | 0.59949 | 0.63012 | 0.63917 | 0.63842 | 0.63267 | 0.62353 | 0.61338 | 0.59439 | 0.54207 | 0.40006 | 0.11962 | 2.6056e-06 | 0 | 0 | 6.8477 | 107 | 732.7064 | 0.63917
MT | solar thermal | Fall | 0 | 0 | 0 | 0 | 0 | 0 | 0 | 0 | 0.054994 | 0.36422 | 0.55217 | 0.58569 | 0.57826 | 0.56812 | 0.56341 | 0.56827 | 0.56955 | 0.52878 | 0.35579 | 0.077412 | 3.2207e-05 | 0 | 0 | 0 | 5.3667 | 1 | 5.3667 | 0.58569
MT | solar thermal | Summer Peak | 0 | 0 | 0 | 0 | 0 | 0 | 0 | 0.027732 | 0.38084 | 0.62249 | 0.69231 | 0.71807 | 0.7248 | 0.72465 | 0.72329 | 0.72571 | 0.72389 | 0.71218 | 0.67311 | 0.55977 | 0.22117 | 0 | 0 | 0 | 8.23 | 9 | 74.0701 | 0.72571
MT | solar thermal | Winter Peak | 0 | 0 | 0 | 0 | 0 | 0 | 0 | 0 | 0 | 0.0026447 | 0.27588 | 0.35613 | 0.39021 | 0.41121 | 0.42512 | 0.48557 | 0.52766 | 0.49305 | 0.19344 | 0 | 0 | 0 | 0 | 0 | 3.5609 | 3 | 10.6827 | 0.52766
MT | natural gas steam turbine | Winter | 0.052055 | 0.047257 | 0.046991 | 0.046897 | 0.046897 | 0.047011 | 0.049106 | 0.057177 | 0.054031 | 0.047541 | 0.047916 | 0.048227 | 0.048806 | 0.049099 | 0.050168 | 0.055263 | 0.068203 | 0.1197 | 0.16359 | 0.14839 | 0.11215 | 0.089142 | 0.076954 | 0.064661 | 1.6372 | 115 | 188.2809 | 0.16359
MT | natural gas steam turbine | Spring | 0.072275 | 0.06653 | 0.064013 | 0.063133 | 0.062744 | 0.061788 | 0.059991 | 0.060116 | 0.060138 | 0.060383 | 0.06121 | 0.062269 | 0.064684 | 0.070629 | 0.077132 | 0.088866 | 0.10422 | 0.14643 | 0.2253 | 0.3003 | 0.2594 | 0.18069 | 0.11652 | 0.087738 | 2.4765 | 130 | 321.9453 | 0.3003
MT | natural gas steam turbine | Summer | 0.28408 | 0.26955 | 0.26209 | 0.25837 | 0.25417 | 0.24993 | 0.24963 | 0.25 | 0.25104 | 0.25754 | 0.27593 | 0.31688 | 0.35474 | 0.39532 | 0.44049 | 0.48558 | 0.56147 | 0.67214 | 0.76902 | 0.78223 | 0.67131 | 0.513 | 0.36482 | 0.30782 | 9.4971 | 107 | 1016.1933 | 0.78223
MT | natural gas steam turbine | Fall | 0.061765 | 0.05617 | 0.053392 | 0.052214 | 0.051947 | 0.051392 | 0.048518 | 0.04868 | 0.048495 | 0.048702 | 0.049148 | 0.050627 | 0.053491 | 0.059167 | 0.065668 | 0.082713 | 0.12538 | 0.17453 | 0.27437 | 0.26438 | 0.17571 | 0.10868 | 0.0846 | 0.069327 | 2.1591 | 1 | 2.1591 | 0.27437
MT | natural gas steam turbine | Summer Peak | 0.44026 | 0.42137 | 0.40782 | 0.39962 | 0.39179 | 0.39179 | 0.39179 | 0.39179 | 0.39179 | 0.39587 | 0.43375 | 0.67048 | 0.77078 | 0.86282 | 0.90257 | 0.99585 | 0.99831 | 0.99831 | 0.99831 | 0.99831 | 0.99831 | 0.99831 | 0.67727 | 0.47229 | 15.7995 | 9 | 142.1959 | 0.99831
MT | natural gas steam turbine | Winter Peak | 0.059057 | 0.059057 | 0.059057 | 0.059057 | 0.059057 | 0.059057 | 0.059057 | 0.059057 | 0.059057 | 0.059057 | 0.059057 | 0.059057 | 0.059057 | 0.059057 | 0.059057 | 0.076647 | 0.090507 | 0.43446 | 0.53881 | 0.53885 | 0.49218 | 0.15477 | 0.11394 | 0.097201 | 3.4232 | 3 | 10.2696 | 0.53885
NC | biomass ccs | Winter | 0.8 | 0.8 | 0.8 | 0.8 | 0.8 | 0.8 | 0.8 | 0.8 | 0.8 | 0.8 | 0.8 | 0.8 | 0.8 | 0.8 | 0.8 | 0.8 | 0.8 | 0.8 | 0.8 | 0.8 | 0.8 | 0.8 | 0.8 | 0.8 | 19.2 | 42 | 806.4 | 0.8
NC | biomass ccs | Spring | 0.8 | 0.8 | 0.8 | 0.8 | 0.8 | 0.8 | 0.8 | 0.8 | 0.8 | 0.8 | 0.8 | 0.8 | 0.8 | 0.8 | 0.8 | 0.8 | 0.8 | 0.8 | 0.8 | 0.8 | 0.8 | 0.8 | 0.8 | 0.8 | 19.2 | 111 | 2131.2 | 0.8
NC | biomass ccs | Summer | 0.8 | 0.8 | 0.8 | 0.8 | 0.8 | 0.8 | 0.8 | 0.8 | 0.8 | 0.8 | 0.8 | 0.8 | 0.8 | 0.8 | 0.8 | 0.8 | 0.8 | 0.8 | 0.8 | 0.8 | 0.8 | 0.8 | 0.8 | 0.8 | 19.2 | 60 | 1152 | 0.8
NC | biomass ccs | Fall | 0.8 | 0.8 | 0.8 | 0.8 | 0.8 | 0.8 | 0.8 | 0.8 | 0.8 | 0.8 | 0.8 | 0.8 | 0.8 | 0.8 | 0.8 | 0.8 | 0.8 | 0.8 | 0.8 | 0.8 | 0.8 | 0.8 | 0.8 | 0.8 | 19.2 | 119 | 2284.8 | 0.8
NC | biomass ccs | Summer Peak | 0.8 | 0.8 | 0.8 | 0.8 | 0.8 | 0.8 | 0.8 | 0.8 | 0.8 | 0.8 | 0.8 | 0.8 | 0.8 | 0.8 | 0.8 | 0.8 | 0.8 | 0.8 | 0.8 | 0.8 | 0.8 | 0.8 | 0.8 | 0.8 | 19.2 | 24 | 460.8 | 0.8
NC | biomass ccs | Winter Peak | 0.8 | 0.8 | 0.8 | 0.8 | 0.8 | 0.8 | 0.8 | 0.8 | 0.8 | 0.8 | 0.8 | 0.8 | 0.8 | 0.8 | 0.8 | 0.8 | 0.8 | 0.8 | 0.8 | 0.8 | 0.8 | 0.8 | 0.8 | 0.8 | 19.2 | 9 | 172.8 | 0.8
NC | biomass | Winter | 0.43189 | 0.43189 | 0.43189 | 0.43189 | 0.43189 | 0.43189 | 0.43189 | 0.43189 | 0.43189 | 0.43189 | 0.43189 | 0.43189 | 0.43189 | 0.43189 | 0.43189 | 0.43189 | 0.43189 | 0.43189 | 0.43189 | 0.43189 | 0.43189 | 0.43189 | 0.43189 | 0.43189 | 10.3652 | 42 | 435.3401 | 0.43189
NC | biomass | Spring | 0.43189 | 0.43189 | 0.43163 | 0.43163 | 0.43155 | 0.43155 | 0.43147 | 0.43147 | 0.43147 | 0.43172 | 0.43172 | 0.4318 | 0.4318 | 0.43189 | 0.43189 | 0.43189 | 0.43189 | 0.43189 | 0.43189 | 0.43189 | 0.43189 | 0.43189 | 0.43189 | 0.4318 | 10.3622 | 111 | 1150.2065 | 0.43189
NC | biomass | Summer | 0.43189 | 0.43189 | 0.43189 | 0.43189 | 0.43189 | 0.43189 | 0.43157 | 0.43157 | 0.43157 | 0.43157 | 0.43157 | 0.43157 | 0.43157 | 0.43157 | 0.43157 | 0.43157 | 0.43173 | 0.43189 | 0.43189 | 0.43189 | 0.43189 | 0.43189 | 0.43189 | 0.43189 | 10.362 | 60 | 621.7189 | 0.43189
NC | biomass | Fall | 0.43181 | 0.43181 | 0.43181 | 0.43173 | 0.43165 | 0.43165 | 0.43165 | 0.43165 | 0.43165 | 0.43173 | 0.43181 | 0.43189 | 0.43189 | 0.43189 | 0.43189 | 0.43189 | 0.43189 | 0.43189 | 0.43189 | 0.43189 | 0.43189 | 0.43189 | 0.43189 | 0.43189 | 10.3634 | 119 | 1233.2495 | 0.43189
NC | biomass | Summer Peak | 0.43189 | 0.43189 | 0.43189 | 0.43189 | 0.43189 | 0.43189 | 0.43189 | 0.43189 | 0.43189 | 0.43189 | 0.43189 | 0.43189 | 0.43189 | 0.43189 | 0.43189 | 0.43189 | 0.43189 | 0.43189 | 0.43189 | 0.43189 | 0.43189 | 0.43189 | 0.43189 | 0.43189 | 10.3652 | 24 | 248.7658 | 0.43189
NC | biomass | Winter Peak | 0.43189 | 0.43189 | 0.43189 | 0.43189 | 0.43189 | 0.43189 | 0.43189 | 0.43189 | 0.43189 | 0.43189 | 0.43189 | 0.43189 | 0.43189 | 0.43189 | 0.43189 | 0.43189 | 0.43189 | 0.43189 | 0.43189 | 0.43189 | 0.43189 | 0.43189 | 0.43189 | 0.43189 | 10.3652 | 9 | 93.2872 | 0.43189
NC | natural gas combined cycle ccs | Winter | 0.8 | 0.8 | 0.8 | 0.8 | 0.8 | 0.8 | 0.8 | 0.8 | 0.8 | 0.8 | 0.8 | 0.8 | 0.8 | 0.8 | 0.8 | 0.8 | 0.8 | 0.8 | 0.8 | 0.8 | 0.8 | 0.8 | 0.8 | 0.8 | 19.2 | 42 | 806.4 | 0.8
NC | natural gas combined cycle ccs | Spring | 0.8 | 0.8 | 0.8 | 0.8 | 0.8 | 0.8 | 0.8 | 0.8 | 0.8 | 0.8 | 0.8 | 0.8 | 0.8 | 0.8 | 0.8 | 0.8 | 0.8 | 0.8 | 0.8 | 0.8 | 0.8 | 0.8 | 0.8 | 0.8 | 19.2 | 111 | 2131.2 | 0.8
NC | natural gas combined cycle ccs | Summer | 0.8 | 0.8 | 0.8 | 0.8 | 0.8 | 0.8 | 0.8 | 0.8 | 0.8 | 0.8 | 0.8 | 0.8 | 0.8 | 0.8 | 0.8 | 0.8 | 0.8 | 0.8 | 0.8 | 0.8 | 0.8 | 0.8 | 0.8 | 0.8 | 19.2 | 60 | 1152 | 0.8
NC | natural gas combined cycle ccs | Fall | 0.8 | 0.8 | 0.8 | 0.8 | 0.8 | 0.8 | 0.8 | 0.8 | 0.8 | 0.8 | 0.8 | 0.8 | 0.8 | 0.8 | 0.8 | 0.8 | 0.8 | 0.8 | 0.8 | 0.8 | 0.8 | 0.8 | 0.8 | 0.8 | 19.2 | 119 | 2284.8 | 0.8
NC | natural gas combined cycle ccs | Summer Peak | 0.8 | 0.8 | 0.8 | 0.8 | 0.8 | 0.8 | 0.8 | 0.8 | 0.8 | 0.8 | 0.8 | 0.8 | 0.8 | 0.8 | 0.8 | 0.8 | 0.8 | 0.8 | 0.8 | 0.8 | 0.8 | 0.8 | 0.8 | 0.8 | 19.2 | 24 | 460.8 | 0.8
NC | natural gas combined cycle ccs | Winter Peak | 0.8 | 0.8 | 0.8 | 0.8 | 0.8 | 0.8 | 0.8 | 0.8 | 0.8 | 0.8 | 0.8 | 0.8 | 0.8 | 0.8 | 0.8 | 0.8 | 0.8 | 0.8 | 0.8 | 0.8 | 0.8 | 0.8 | 0.8 | 0.8 | 19.2 | 9 | 172.8 | 0.8
NC | natural gas combined cycle | Winter | 0.75377 | 0.74327 | 0.74316 | 0.74852 | 0.77041 | 0.80242 | 0.82119 | 0.82103 | 0.78282 | 0.75886 | 0.75282 | 0.74938 | 0.7349 | 0.70637 | 0.70049 | 0.72787 | 0.8138 | 0.82944 | 0.82944 | 0.82942 | 0.82942 | 0.82601 | 0.81255 | 0.78536 | 18.6727 | 42 | 784.2532 | 0.82944
NC | natural gas combined cycle | Spring | 0.66643 | 0.61598 | 0.58931 | 0.59074 | 0.61749 | 0.67013 | 0.65914 | 0.64377 | 0.66888 | 0.70938 | 0.7461 | 0.7728 | 0.78708 | 0.79201 | 0.7991 | 0.81072 | 0.82841 | 0.83307 | 0.83366 | 0.83336 | 0.83224 | 0.82653 | 0.81457 | 0.75412 | 17.695 | 111 | 1964.1472 | 0.83366
NC | natural gas combined cycle | Summer | 0.68418 | 0.66974 | 0.66635 | 0.6745 | 0.69513 | 0.75823 | 0.75417 | 0.70757 | 0.67829 | 0.6833 | 0.69222 | 0.69628 | 0.68726 | 0.67085 | 0.66959 | 0.71687 | 0.79505 | 0.82087 | 0.82287 | 0.82288 | 0.82288 | 0.81092 | 0.79619 | 0.72613 | 17.5223 | 60 | 1051.3379 | 0.82288
NC | natural gas combined cycle | Fall | 0.7117 | 0.6714 | 0.65485 | 0.65324 | 0.66419 | 0.69545 | 0.68214 | 0.67808 | 0.70535 | 0.73761 | 0.76986 | 0.78878 | 0.8023 | 0.80634 | 0.80921 | 0.81916 | 0.83007 | 0.83657 | 0.83723 | 0.83658 | 0.83601 | 0.8309 | 0.81807 | 0.76704 | 18.2421 | 119 | 2170.812 | 0.83723
NC | natural gas combined cycle | Summer Peak | 0.73455 | 0.68719 | 0.66293 | 0.6532 | 0.67075 | 0.70061 | 0.67521 | 0.68864 | 0.73192 | 0.7643 | 0.79859 | 0.81982 | 0.83315 | 0.84041 | 0.8437 | 0.84508 | 0.84675 | 0.84871 | 0.84983 | 0.84867 | 0.84864 | 0.84441 | 0.82136 | 0.76622 | 18.6246 | 24 | 446.9912 | 0.84983
NC | natural gas combined cycle | Winter Peak | 0.72651 | 0.69307 | 0.69001 | 0.69483 | 0.73134 | 0.76384 | 0.81094 | 0.81094 | 0.79257 | 0.78193 | 0.77308 | 0.76845 | 0.75595 | 0.73882 | 0.73882 | 0.77408 | 0.82683 | 0.83401 | 0.83401 | 0.83401 | 0.83401 | 0.82683 | 0.79863 | 0.76098 | 18.5945 | 9 | 167.3505 | 0.83401
NC | crude oil | Winter | 0.001 | 0.001 | 0.001 | 0.001 | 0.001 | 0.001 | 0.001 | 0.001 | 0.001 | 0.001 | 0.001 | 0.001 | 0.001 | 0.001 | 0.001 | 0.001 | 0.001 | 0.001 | 0.001 | 0.001 | 0.001 | 0.001 | 0.001 | 0.001 | 0.024 | 42 | 1.008 | 0.001
NC | crude oil | Spring | 0.001 | 0.001 | 0.001 | 0.001 | 0.001 | 0.001 | 0.001 | 0.001 | 0.001 | 0.001 | 0.001 | 0.001 | 0.001 | 0.001 | 0.001 | 0.001 | 0.001 | 0.001 | 0.001 | 0.001 | 0.001 | 0.001 | 0.001 | 0.001 | 0.024 | 111 | 2.664 | 0.001
NC | crude oil | Summer | 0.001 | 0.001 | 0.001 | 0.001 | 0.001 | 0.001 | 0.001 | 0.001 | 0.001 | 0.001 | 0.001 | 0.001 | 0.001 | 0.001 | 0.001 | 0.001 | 0.001 | 0.001 | 0.001 | 0.001 | 0.001 | 0.001 | 0.001 | 0.001 | 0.024 | 60 | 1.44 | 0.001
NC | crude oil | Fall | 0.001 | 0.001 | 0.001 | 0.001 | 0.001 | 0.001 | 0.001 | 0.001 | 0.001 | 0.001 | 0.001 | 0.001 | 0.001 | 0.001 | 0.001 | 0.001 | 0.001 | 0.001 | 0.001 | 0.001 | 0.001 | 0.001 | 0.001 | 0.001 | 0.024 | 119 | 2.856 | 0.001
NC | crude oil | Summer Peak | 0.001 | 0.001 | 0.001 | 0.001 | 0.001 | 0.001 | 0.001 | 0.001 | 0.001 | 0.001 | 0.001 | 0.001 | 0.001 | 0.001 | 0.001 | 0.001 | 0.001 | 0.001 | 0.001 | 0.001 | 0.001 | 0.001 | 0.001 | 0.001 | 0.024 | 24 | 0.576 | 0.001
NC | crude oil | Winter Peak | 0.001 | 0.001 | 0.001 | 0.001 | 0.001 | 0.001 | 0.001 | 0.001 | 0.001 | 0.001 | 0.001 | 0.001 | 0.001 | 0.001 | 0.001 | 0.001 | 0.001 | 0.001 | 0.001 | 0.001 | 0.001 | 0.001 | 0.001 | 0.001 | 0.024 | 9 | 0.216 | 0.001
NC | geothermal | Winter | 0.6595 | 0.6595 | 0.6595 | 0.6595 | 0.6595 | 0.6595 | 0.6595 | 0.6595 | 0.6595 | 0.6595 | 0.6595 | 0.6595 | 0.6595 | 0.6595 | 0.6595 | 0.6595 | 0.6595 | 0.6595 | 0.6595 | 0.6595 | 0.6595 | 0.6595 | 0.6595 | 0.6595 | 15.828 | 42 | 664.776 | 0.6595
NC | geothermal | Spring | 0.6595 | 0.6595 | 0.6595 | 0.6595 | 0.6595 | 0.6595 | 0.6595 | 0.6595 | 0.6595 | 0.6595 | 0.6595 | 0.6595 | 0.6595 | 0.6595 | 0.6595 | 0.6595 | 0.6595 | 0.6595 | 0.6595 | 0.6595 | 0.6595 | 0.6595 | 0.6595 | 0.6595 | 15.828 | 111 | 1756.908 | 0.6595
NC | geothermal | Summer | 0.6595 | 0.6595 | 0.6595 | 0.6595 | 0.6595 | 0.6595 | 0.6595 | 0.6595 | 0.6595 | 0.6595 | 0.6595 | 0.6595 | 0.6595 | 0.6595 | 0.6595 | 0.6595 | 0.6595 | 0.6595 | 0.6595 | 0.6595 | 0.6595 | 0.6595 | 0.6595 | 0.6595 | 15.828 | 60 | 949.68 | 0.6595
NC | geothermal | Fall | 0.6595 | 0.6595 | 0.6595 | 0.6595 | 0.6595 | 0.6595 | 0.6595 | 0.6595 | 0.6595 | 0.6595 | 0.6595 | 0.6595 | 0.6595 | 0.6595 | 0.6595 | 0.6595 | 0.6595 | 0.6595 | 0.6595 | 0.6595 | 0.6595 | 0.6595 | 0.6595 | 0.6595 | 15.828 | 119 | 1883.532 | 0.6595
NC | geothermal | Summer Peak | 0.6595 | 0.6595 | 0.6595 | 0.6595 | 0.6595 | 0.6595 | 0.6595 | 0.6595 | 0.6595 | 0.6595 | 0.6595 | 0.6595 | 0.6595 | 0.6595 | 0.6595 | 0.6595 | 0.6595 | 0.6595 | 0.6595 | 0.6595 | 0.6595 | 0.6595 | 0.6595 | 0.6595 | 15.828 | 24 | 379.872 | 0.6595
NC | geothermal | Winter Peak | 0.6595 | 0.6595 | 0.6595 | 0.6595 | 0.6595 | 0.6595 | 0.6595 | 0.6595 | 0.6595 | 0.6595 | 0.6595 | 0.6595 | 0.6595 | 0.6595 | 0.6595 | 0.6595 | 0.6595 | 0.6595 | 0.6595 | 0.6595 | 0.6595 | 0.6595 | 0.6595 | 0.6595 | 15.828 | 9 | 142.452 | 0.6595
NC | hard coal ccs | Winter | 0.8 | 0.8 | 0.8 | 0.8 | 0.8 | 0.8 | 0.8 | 0.8 | 0.8 | 0.8 | 0.8 | 0.8 | 0.8 | 0.8 | 0.8 | 0.8 | 0.8 | 0.8 | 0.8 | 0.8 | 0.8 | 0.8 | 0.8 | 0.8 | 19.2 | 42 | 806.4 | 0.8
NC | hard coal ccs | Spring | 0.8 | 0.8 | 0.8 | 0.8 | 0.8 | 0.8 | 0.8 | 0.8 | 0.8 | 0.8 | 0.8 | 0.8 | 0.8 | 0.8 | 0.8 | 0.8 | 0.8 | 0.8 | 0.8 | 0.8 | 0.8 | 0.8 | 0.8 | 0.8 | 19.2 | 111 | 2131.2 | 0.8
NC | hard coal ccs | Summer | 0.8 | 0.8 | 0.8 | 0.8 | 0.8 | 0.8 | 0.8 | 0.8 | 0.8 | 0.8 | 0.8 | 0.8 | 0.8 | 0.8 | 0.8 | 0.8 | 0.8 | 0.8 | 0.8 | 0.8 | 0.8 | 0.8 | 0.8 | 0.8 | 19.2 | 60 | 1152 | 0.8
NC | hard coal ccs | Fall | 0.8 | 0.8 | 0.8 | 0.8 | 0.8 | 0.8 | 0.8 | 0.8 | 0.8 | 0.8 | 0.8 | 0.8 | 0.8 | 0.8 | 0.8 | 0.8 | 0.8 | 0.8 | 0.8 | 0.8 | 0.8 | 0.8 | 0.8 | 0.8 | 19.2 | 119 | 2284.8 | 0.8
NC | hard coal ccs | Summer Peak | 0.8 | 0.8 | 0.8 | 0.8 | 0.8 | 0.8 | 0.8 | 0.8 | 0.8 | 0.8 | 0.8 | 0.8 | 0.8 | 0.8 | 0.8 | 0.8 | 0.8 | 0.8 | 0.8 | 0.8 | 0.8 | 0.8 | 0.8 | 0.8 | 19.2 | 24 | 460.8 | 0.8
NC | hard coal ccs | Winter Peak | 0.8 | 0.8 | 0.8 | 0.8 | 0.8 | 0.8 | 0.8 | 0.8 | 0.8 | 0.8 | 0.8 | 0.8 | 0.8 | 0.8 | 0.8 | 0.8 | 0.8 | 0.8 | 0.8 | 0.8 | 0.8 | 0.8 | 0.8 | 0.8 | 19.2 | 9 | 172.8 | 0.8
NC | hard coal | Winter | 0.36324 | 0.34857 | 0.34801 | 0.35787 | 0.38664 | 0.45995 | 0.53568 | 0.53934 | 0.47533 | 0.41089 | 0.39582 | 0.38263 | 0.36707 | 0.33896 | 0.33261 | 0.37671 | 0.52504 | 0.58936 | 0.59564 | 0.5949 | 0.58566 | 0.56857 | 0.50469 | 0.41636 | 10.7996 | 42 | 453.5816 | 0.59564
NC | hard coal | Spring | 0.25649 | 0.2427 | 0.23618 | 0.23444 | 0.24121 | 0.26439 | 0.28052 | 0.26736 | 0.2666 | 0.28774 | 0.32302 | 0.35969 | 0.39099 | 0.40412 | 0.42011 | 0.44258 | 0.4921 | 0.53473 | 0.54517 | 0.54274 | 0.53519 | 0.49889 | 0.39952 | 0.29474 | 8.7613 | 111 | 972.499 | 0.54517
NC | hard coal | Summer | 0.23351 | 0.22544 | 0.22374 | 0.22879 | 0.2534 | 0.30971 | 0.33974 | 0.28742 | 0.23918 | 0.2161 | 0.21469 | 0.21282 | 0.20449 | 0.19312 | 0.19383 | 0.21746 | 0.34101 | 0.43 | 0.43818 | 0.43855 | 0.43691 | 0.41633 | 0.33245 | 0.25837 | 6.8852 | 60 | 413.1142 | 0.43855
NC | hard coal | Fall | 0.35157 | 0.32832 | 0.31519 | 0.31257 | 0.32649 | 0.36401 | 0.38372 | 0.37986 | 0.37819 | 0.39188 | 0.42901 | 0.46222 | 0.48335 | 0.5007 | 0.51519 | 0.5498 | 0.61508 | 0.64715 | 0.65734 | 0.65466 | 0.64657 | 0.61337 | 0.51125 | 0.40259 | 11.2201 | 119 | 1335.189 | 0.65734
NC | hard coal | Summer Peak | 0.58507 | 0.53396 | 0.48228 | 0.46614 | 0.49813 | 0.52716 | 0.50212 | 0.52082 | 0.57842 | 0.63541 | 0.70929 | 0.7752 | 0.81978 | 0.84369 | 0.85944 | 0.87037 | 0.87874 | 0.88507 | 0.89172 | 0.8899 | 0.88176 | 0.84937 | 0.73882 | 0.6558 | 16.8785 | 24 | 405.0829 | 0.89172
NC | hard coal | Winter Peak | 0.28597 | 0.25968 | 0.25515 | 0.25799 | 0.29532 | 0.3884 | 0.44829 | 0.46865 | 0.43449 | 0.39695 | 0.38952 | 0.38616 | 0.37998 | 0.37578 | 0.37576 | 0.40058 | 0.51141 | 0.55057 | 0.55057 | 0.55057 | 0.55057 | 0.52323 | 0.433 | 0.34756 | 9.8161 | 9 | 88.3453 | 0.55057
NC | heavy or residual fuel oil | Winter | 0 | 0 | 0 | 0 | 0 | 0 | 0.02637 | 0.0028767 | 0 | 0 | 0 | 0 | 0 | 0 | 0 | 0 | 0 | 0 | 0.0086302 | 0.0028767 | 0 | 0 | 0 | 0 | 0.040754 | 42 | 1.7117 | 0.02637
NC | heavy or residual fuel oil | Spring | 0 | 0 | 0 | 0 | 0 | 0 | 0 | 0 | 0 | 0 | 0 | 0 | 0 | 0 | 0 | 0 | 0 | 0 | 0.040154 | 0.0071918 | 0 | 0 | 0 | 0 | 0.047346 | 111 | 5.2554 | 0.040154
NC | heavy or residual fuel oil | Summer | 0 | 0 | 0 | 0 | 0 | 0 | 0 | 0 | 0 | 0 | 0 | 0 | 0 | 0.043096 | 0.11344 | 0.32195 | 0.4468 | 0.74467 | 0.95 | 0.67052 | 0.12549 | 0 | 0 | 0 | 3.416 | 60 | 204.9584 | 0.95
NC | heavy or residual fuel oil | Fall | 0 | 0 | 0 | 0 | 0 | 0 | 0 | 0 | 0 | 0 | 0 | 0 | 0 | 0 | 0 | 0 | 0 | 0.16812 | 0.16812 | 0.0054234 | 0 | 0 | 0 | 0 | 0.34167 | 119 | 40.6589 | 0.16812
NC | heavy or residual fuel oil | Summer Peak | 0 | 0 | 0 | 0 | 0 | 0 | 0 | 0 | 0 | 0 | 0 | 0 | 0 | 0 | 0 | 0 | 0.95 | 0.95 | 0.95 | 0.95 | 0 | 0 | 0 | 0 | 3.8 | 24 | 91.2 | 0.95
NC | heavy or residual fuel oil | Winter Peak | 0 | 0 | 0 | 0 | 0 | 0 | 0 | 0 | 0 | 0 | 0 | 0 | 0 | 0 | 0 | 0 | 0 | 0 | 0 | 0 | 0 | 0 | 0 | 0 | 0 | 9 | 0 | 0
NC | hydro | Winter | 0.18902 | 0.18397 | 0.18374 | 0.18699 | 0.22426 | 0.29582 | 0.41646 | 0.42773 | 0.28096 | 0.20855 | 0.22519 | 0.20878 | 0.20001 | 0.19383 | 0.20016 | 0.21497 | 0.37693 | 0.59374 | 0.61928 | 0.60903 | 0.57088 | 0.45458 | 0.29995 | 0.21759 | 7.5825 | 42 | 318.4633 | 0.61928
NC | hydro | Spring | 0.13745 | 0.13745 | 0.13745 | 0.13745 | 0.13745 | 0.15039 | 0.15754 | 0.15432 | 0.14042 | 0.1409 | 0.14174 | 0.15007 | 0.16872 | 0.18598 | 0.19936 | 0.24554 | 0.37264 | 0.53942 | 0.60891 | 0.58251 | 0.50639 | 0.32476 | 0.1988 | 0.14688 | 5.8025 | 111 | 644.0782 | 0.60891
NC | hydro | Summer | 0.1641 | 0.15239 | 0.15239 | 0.15261 | 0.16814 | 0.23199 | 0.2823 | 0.22213 | 0.16672 | 0.15831 | 0.15749 | 0.15749 | 0.15239 | 0.15239 | 0.15375 | 0.1632 | 0.24579 | 0.49681 | 0.58696 | 0.59655 | 0.52889 | 0.35274 | 0.22935 | 0.17234 | 5.9972 | 60 | 359.8347 | 0.59655
NC | hydro | Fall | 0.14785 | 0.14443 | 0.14271 | 0.14664 | 0.1524 | 0.17523 | 0.21037 | 0.21173 | 0.17325 | 0.15713 | 0.16397 | 0.16671 | 0.17796 | 0.19345 | 0.21312 | 0.24451 | 0.36346 | 0.51737 | 0.60361 | 0.56398 | 0.46195 | 0.30102 | 0.20337 | 0.16888 | 6.0051 | 119 | 714.605 | 0.60361
NC | hydro | Summer Peak | 0.12385 | 0.12385 | 0.12385 | 0.12385 | 0.12385 | 0.12385 | 0.12385 | 0.12385 | 0.12385 | 0.12385 | 0.12385 | 0.13776 | 0.19085 | 0.24934 | 0.28053 | 0.34949 | 0.4366 | 0.5565 | 0.60457 | 0.5485 | 0.37689 | 0.20613 | 0.12385 | 0.12385 | 5.5472 | 24 | 133.132 | 0.60457
NC | hydro | Winter Peak | 0.17411 | 0.17411 | 0.17411 | 0.17411 | 0.17411 | 0.17411 | 0.34408 | 0.39643 | 0.28602 | 0.2421 | 0.2421 | 0.22341 | 0.17411 | 0.17411 | 0.17411 | 0.17411 | 0.34137 | 0.62325 | 0.65623 | 0.63665 | 0.56666 | 0.39466 | 0.20811 | 0.17411 | 7.0763 | 9 | 63.6868 | 0.65623
NC | hydrogen combined cycle | Winter | 0.78298 | 0.77442 | 0.775 | 0.77839 | 0.79523 | 0.81724 | 0.83164 | 0.82621 | 0.80066 | 0.78879 | 0.78598 | 0.78293 | 0.77214 | 0.75103 | 0.74896 | 0.77823 | 0.82783 | 0.84052 | 0.84053 | 0.84053 | 0.84043 | 0.83734 | 0.82863 | 0.80796 | 19.2536 | 42 | 808.6516 | 0.84053
NC | hydrogen combined cycle | Spring | 0.72665 | 0.68087 | 0.66449 | 0.66922 | 0.69733 | 0.7395 | 0.71205 | 0.69121 | 0.70295 | 0.72638 | 0.75117 | 0.76845 | 0.78209 | 0.7851 | 0.79071 | 0.80207 | 0.82737 | 0.84213 | 0.84346 | 0.84346 | 0.84345 | 0.84329 | 0.84214 | 0.79989 | 18.3754 | 111 | 2039.6691 | 0.84346
NC | hydrogen combined cycle | Summer | 0.71418 | 0.64559 | 0.60826 | 0.60142 | 0.61529 | 0.6322 | 0.60084 | 0.62128 | 0.68378 | 0.73724 | 0.79307 | 0.82141 | 0.83587 | 0.84431 | 0.84693 | 0.84891 | 0.84994 | 0.85203 | 0.85339 | 0.85219 | 0.85137 | 0.84832 | 0.83161 | 0.7776 | 18.167 | 60 | 1090.0229 | 0.85339
NC | hydrogen combined cycle | Fall | 0.51227 | 0.48119 | 0.46712 | 0.47021 | 0.49346 | 0.62159 | 0.64138 | 0.57516 | 0.57051 | 0.61816 | 0.65436 | 0.68883 | 0.70781 | 0.71349 | 0.72206 | 0.75629 | 0.81757 | 0.82796 | 0.82882 | 0.82824 | 0.82684 | 0.79967 | 0.75764 | 0.61056 | 15.9912 | 119 | 1902.9512 | 0.82882
NC | hydrogen combined cycle | Summer Peak | 0.77178 | 0.60463 | 0.42248 | 0.42248 | 0.42248 | 0.42248 | 0.42248 | 0.42248 | 0.60463 | 0.77178 | 0.84409 | 0.84409 | 0.84409 | 0.84497 | 0.85807 | 0.85807 | 0.85807 | 0.8712 | 0.8712 | 0.8712 | 0.85807 | 0.85807 | 0.8572 | 0.8572 | 17.2833 | 24 | 414.8001 | 0.8712
NC | hydrogen combined cycle | Winter Peak | 0.65947 | 0.63163 | 0.66122 | 0.7709 | 0.7709 | 0.84322 | 0.84322 | 0.84322 | 0.84322 | 0.7709 | 0.7709 | 0.7709 | 0.7709 | 0.72644 | 0.68732 | 0.70251 | 0.84322 | 0.84322 | 0.84322 | 0.84322 | 0.84322 | 0.84322 | 0.84322 | 0.7709 | 18.7403 | 9 | 168.663 | 0.84322
NC | hydrogen ct | Winter | 1.4929e-05 | 1.4929e-05 | 1.4929e-05 | 1.4929e-05 | 1.4929e-05 | 0.016448 | 0.069296 | 0.067558 | 1.4929e-05 | 1.4929e-05 | 1.4929e-05 | 1.4929e-05 | 1.4929e-05 | 1.4929e-05 | 1.4929e-05 | 1.4929e-05 | 1.4929e-05 | 0.032881 | 0.20315 | 0.18295 | 0.061556 | 1.4929e-05 | 1.4929e-05 | 1.4929e-05 | 0.63409 | 42 | 26.6317 | 0.20315
NC | hydrogen ct | Spring | 1.4929e-05 | 1.4929e-05 | 1.4929e-05 | 1.4929e-05 | 1.4929e-05 | 1.4929e-05 | 1.4929e-05 | 1.4929e-05 | 1.4929e-05 | 1.4929e-05 | 1.4929e-05 | 0.010377 | 0.042823 | 0.075004 | 0.13001 | 0.1727 | 0.23138 | 0.36011 | 0.60719 | 0.3905 | 0.13792 | 0.03468 | 1.4929e-05 | 1.4929e-05 | 2.1929 | 111 | 243.4111 | 0.60719
NC | hydrogen ct | Summer | 1.4929e-05 | 1.4929e-05 | 1.4929e-05 | 1.4929e-05 | 1.4929e-05 | 1.4929e-05 | 0.047379 | 0.034008 | 1.4929e-05 | 1.4929e-05 | 1.4929e-05 | 1.4929e-05 | 1.4929e-05 | 1.4929e-05 | 1.4929e-05 | 1.4929e-05 | 1.4929e-05 | 0.011518 | 0.21555 | 0.21061 | 0.032799 | 1.4929e-05 | 1.4929e-05 | 1.4929e-05 | 0.55213 | 60 | 33.1276 | 0.21555
NC | hydrogen ct | Fall | 1.4929e-05 | 1.4929e-05 | 1.4929e-05 | 1.4929e-05 | 1.4929e-05 | 1.4929e-05 | 0.02387 | 1.4929e-05 | 1.4929e-05 | 1.4929e-05 | 1.4929e-05 | 0.025493 | 0.074823 | 0.13884 | 0.19442 | 0.26757 | 0.37283 | 0.71734 | 1 | 0.69782 | 0.26204 | 0.094 | 1.4929e-05 | 1.4929e-05 | 3.8692 | 119 | 460.4395 | 1
NC | hydrogen ct | Summer Peak | 1.4929e-05 | 1.4929e-05 | 1.4929e-05 | 1.4929e-05 | 1.4929e-05 | 1.4929e-05 | 1.4929e-05 | 1.4929e-05 | 1.4929e-05 | 1.4929e-05 | 1.4929e-05 | 0.13824 | 0.41835 | 0.70548 | 1 | 1 | 1 | 1 | 1 | 1 | 0.94429 | 0.22743 | 1.4929e-05 | 1.4929e-05 | 8.434 | 24 | 202.4159 | 1
NC | hydrogen ct | Winter Peak | 1.4929e-05 | 1.4929e-05 | 1.4929e-05 | 1.4929e-05 | 1.4929e-05 | 1.4929e-05 | 1.4929e-05 | 1.4929e-05 | 1.4929e-05 | 1.4929e-05 | 1.4929e-05 | 1.4929e-05 | 1.4929e-05 | 1.4929e-05 | 1.4929e-05 | 1.4929e-05 | 1.4929e-05 | 1.4929e-05 | 0.012465 | 1.4929e-05 | 1.4929e-05 | 1.4929e-05 | 1.4929e-05 | 1.4929e-05 | 0.012808 | 9 | 0.11528 | 0.012465
NC | lignite ccs | Winter | 0.8 | 0.8 | 0.8 | 0.8 | 0.8 | 0.8 | 0.8 | 0.8 | 0.8 | 0.8 | 0.8 | 0.8 | 0.8 | 0.8 | 0.8 | 0.8 | 0.8 | 0.8 | 0.8 | 0.8 | 0.8 | 0.8 | 0.8 | 0.8 | 19.2 | 42 | 806.4 | 0.8
NC | lignite ccs | Spring | 0.8 | 0.8 | 0.8 | 0.8 | 0.8 | 0.8 | 0.8 | 0.8 | 0.8 | 0.8 | 0.8 | 0.8 | 0.8 | 0.8 | 0.8 | 0.8 | 0.8 | 0.8 | 0.8 | 0.8 | 0.8 | 0.8 | 0.8 | 0.8 | 19.2 | 111 | 2131.2 | 0.8
NC | lignite ccs | Summer | 0.8 | 0.8 | 0.8 | 0.8 | 0.8 | 0.8 | 0.8 | 0.8 | 0.8 | 0.8 | 0.8 | 0.8 | 0.8 | 0.8 | 0.8 | 0.8 | 0.8 | 0.8 | 0.8 | 0.8 | 0.8 | 0.8 | 0.8 | 0.8 | 19.2 | 60 | 1152 | 0.8
NC | lignite ccs | Fall | 0.8 | 0.8 | 0.8 | 0.8 | 0.8 | 0.8 | 0.8 | 0.8 | 0.8 | 0.8 | 0.8 | 0.8 | 0.8 | 0.8 | 0.8 | 0.8 | 0.8 | 0.8 | 0.8 | 0.8 | 0.8 | 0.8 | 0.8 | 0.8 | 19.2 | 119 | 2284.8 | 0.8
NC | lignite ccs | Summer Peak | 0.8 | 0.8 | 0.8 | 0.8 | 0.8 | 0.8 | 0.8 | 0.8 | 0.8 | 0.8 | 0.8 | 0.8 | 0.8 | 0.8 | 0.8 | 0.8 | 0.8 | 0.8 | 0.8 | 0.8 | 0.8 | 0.8 | 0.8 | 0.8 | 19.2 | 24 | 460.8 | 0.8
NC | lignite ccs | Winter Peak | 0.8 | 0.8 | 0.8 | 0.8 | 0.8 | 0.8 | 0.8 | 0.8 | 0.8 | 0.8 | 0.8 | 0.8 | 0.8 | 0.8 | 0.8 | 0.8 | 0.8 | 0.8 | 0.8 | 0.8 | 0.8 | 0.8 | 0.8 | 0.8 | 19.2 | 9 | 172.8 | 0.8
NC | lignite | Winter | 0.638 | 0.638 | 0.638 | 0.638 | 0.638 | 0.638 | 0.638 | 0.638 | 0.638 | 0.638 | 0.638 | 0.638 | 0.638 | 0.638 | 0.638 | 0.638 | 0.638 | 0.638 | 0.638 | 0.638 | 0.638 | 0.638 | 0.638 | 0.638 | 15.312 | 42 | 643.104 | 0.638
NC | lignite | Spring | 0.638 | 0.638 | 0.638 | 0.638 | 0.638 | 0.638 | 0.638 | 0.638 | 0.638 | 0.638 | 0.638 | 0.638 | 0.638 | 0.638 | 0.638 | 0.638 | 0.638 | 0.638 | 0.638 | 0.638 | 0.638 | 0.638 | 0.638 | 0.638 | 15.312 | 111 | 1699.632 | 0.638
NC | lignite | Summer | 0.638 | 0.638 | 0.638 | 0.638 | 0.638 | 0.638 | 0.638 | 0.638 | 0.638 | 0.638 | 0.638 | 0.638 | 0.638 | 0.638 | 0.638 | 0.638 | 0.638 | 0.638 | 0.638 | 0.638 | 0.638 | 0.638 | 0.638 | 0.638 | 15.312 | 60 | 918.72 | 0.638
NC | lignite | Fall | 0.638 | 0.638 | 0.638 | 0.638 | 0.638 | 0.638 | 0.638 | 0.638 | 0.638 | 0.638 | 0.638 | 0.638 | 0.638 | 0.638 | 0.638 | 0.638 | 0.638 | 0.638 | 0.638 | 0.638 | 0.638 | 0.638 | 0.638 | 0.638 | 15.312 | 119 | 1822.128 | 0.638
NC | lignite | Summer Peak | 0.638 | 0.638 | 0.638 | 0.638 | 0.638 | 0.638 | 0.638 | 0.638 | 0.638 | 0.638 | 0.638 | 0.638 | 0.638 | 0.638 | 0.638 | 0.638 | 0.638 | 0.638 | 0.638 | 0.638 | 0.638 | 0.638 | 0.638 | 0.638 | 15.312 | 24 | 367.488 | 0.638
NC | lignite | Winter Peak | 0.638 | 0.638 | 0.638 | 0.638 | 0.638 | 0.638 | 0.638 | 0.638 | 0.638 | 0.638 | 0.638 | 0.638 | 0.638 | 0.638 | 0.638 | 0.638 | 0.638 | 0.638 | 0.638 | 0.638 | 0.638 | 0.638 | 0.638 | 0.638 | 15.312 | 9 | 137.808 | 0.638
NC | municipal solid waste | Winter | 0.73435 | 0.73435 | 0.73435 | 0.73435 | 0.73435 | 0.73435 | 0.73435 | 0.73435 | 0.73435 | 0.73435 | 0.73435 | 0.73435 | 0.73435 | 0.73435 | 0.73435 | 0.73435 | 0.73435 | 0.73435 | 0.73435 | 0.73435 | 0.73435 | 0.73435 | 0.73435 | 0.73435 | 17.6244 | 42 | 740.2269 | 0.73435
NC | municipal solid waste | Spring | 0.73435 | 0.73435 | 0.73401 | 0.73401 | 0.73366 | 0.73366 | 0.73315 | 0.73315 | 0.73315 | 0.73349 | 0.73349 | 0.73384 | 0.73384 | 0.73401 | 0.73401 | 0.73401 | 0.73418 | 0.73435 | 0.73435 | 0.73435 | 0.73435 | 0.73435 | 0.73435 | 0.73435 | 17.6148 | 111 | 1955.2439 | 0.73435
NC | municipal solid waste | Summer | 0.73417 | 0.73417 | 0.73399 | 0.73381 | 0.73381 | 0.73381 | 0.73381 | 0.73381 | 0.73381 | 0.73417 | 0.73435 | 0.73435 | 0.73435 | 0.73435 | 0.73435 | 0.73435 | 0.73435 | 0.73435 | 0.73435 | 0.73435 | 0.73435 | 0.73435 | 0.73435 | 0.73417 | 17.6201 | 60 | 1057.2049 | 0.73435
NC | municipal solid waste | Fall | 0.73435 | 0.73435 | 0.73435 | 0.73435 | 0.73435 | 0.73435 | 0.73435 | 0.73435 | 0.73435 | 0.73435 | 0.73435 | 0.73435 | 0.73435 | 0.73435 | 0.73435 | 0.73435 | 0.73435 | 0.73435 | 0.73435 | 0.73435 | 0.73435 | 0.73435 | 0.73435 | 0.73435 | 17.6244 | 119 | 2097.3095 | 0.73435
NC | municipal solid waste | Summer Peak | 0.73435 | 0.73435 | 0.73435 | 0.73435 | 0.73435 | 0.73435 | 0.73435 | 0.73435 | 0.73435 | 0.73435 | 0.73435 | 0.73435 | 0.73435 | 0.73435 | 0.73435 | 0.73435 | 0.73435 | 0.73435 | 0.73435 | 0.73435 | 0.73435 | 0.73435 | 0.73435 | 0.73435 | 17.6244 | 24 | 422.9868 | 0.73435
NC | municipal solid waste | Winter Peak | 0.73435 | 0.73435 | 0.73435 | 0.73435 | 0.73435 | 0.73435 | 0.73435 | 0.73435 | 0.73435 | 0.73435 | 0.73435 | 0.73435 | 0.73435 | 0.73435 | 0.73435 | 0.73435 | 0.73435 | 0.73435 | 0.73435 | 0.73435 | 0.73435 | 0.73435 | 0.73435 | 0.73435 | 17.6244 | 9 | 158.62 | 0.73435
NC | natural gas peaker | Winter | 1.4929e-05 | 1.4929e-05 | 1.4929e-05 | 1.4929e-05 | 1.4929e-05 | 0.016448 | 0.069296 | 0.067558 | 1.4929e-05 | 1.4929e-05 | 1.4929e-05 | 1.4929e-05 | 1.4929e-05 | 1.4929e-05 | 1.4929e-05 | 1.4929e-05 | 1.4929e-05 | 0.032881 | 0.20315 | 0.18295 | 0.061556 | 1.4929e-05 | 1.4929e-05 | 1.4929e-05 | 0.63409 | 42 | 26.6317 | 0.20315
NC | natural gas peaker | Spring | 1.4929e-05 | 1.4929e-05 | 1.4929e-05 | 1.4929e-05 | 1.4929e-05 | 1.4929e-05 | 1.4929e-05 | 1.4929e-05 | 1.4929e-05 | 1.4929e-05 | 1.4929e-05 | 0.010377 | 0.042823 | 0.075004 | 0.13001 | 0.1727 | 0.23138 | 0.36011 | 0.60719 | 0.3905 | 0.13792 | 0.03468 | 1.4929e-05 | 1.4929e-05 | 2.1929 | 111 | 243.4111 | 0.60719
NC | natural gas peaker | Summer | 1.4929e-05 | 1.4929e-05 | 1.4929e-05 | 1.4929e-05 | 1.4929e-05 | 1.4929e-05 | 0.047379 | 0.034008 | 1.4929e-05 | 1.4929e-05 | 1.4929e-05 | 1.4929e-05 | 1.4929e-05 | 1.4929e-05 | 1.4929e-05 | 1.4929e-05 | 1.4929e-05 | 0.011518 | 0.21555 | 0.21061 | 0.032799 | 1.4929e-05 | 1.4929e-05 | 1.4929e-05 | 0.55213 | 60 | 33.1276 | 0.21555
NC | natural gas peaker | Fall | 1.4929e-05 | 1.4929e-05 | 1.4929e-05 | 1.4929e-05 | 1.4929e-05 | 1.4929e-05 | 0.02387 | 1.4929e-05 | 1.4929e-05 | 1.4929e-05 | 1.4929e-05 | 0.025493 | 0.074823 | 0.13884 | 0.19442 | 0.26757 | 0.37283 | 0.71734 | 1 | 0.69782 | 0.26204 | 0.094 | 1.4929e-05 | 1.4929e-05 | 3.8692 | 119 | 460.4395 | 1
NC | natural gas peaker | Summer Peak | 1.4929e-05 | 1.4929e-05 | 1.4929e-05 | 1.4929e-05 | 1.4929e-05 | 1.4929e-05 | 1.4929e-05 | 1.4929e-05 | 1.4929e-05 | 1.4929e-05 | 1.4929e-05 | 0.13824 | 0.41835 | 0.70548 | 1 | 1 | 1 | 1 | 1 | 1 | 0.94429 | 0.22743 | 1.4929e-05 | 1.4929e-05 | 8.434 | 24 | 202.4159 | 1
NC | natural gas peaker | Winter Peak | 1.4929e-05 | 1.4929e-05 | 1.4929e-05 | 1.4929e-05 | 1.4929e-05 | 1.4929e-05 | 1.4929e-05 | 1.4929e-05 | 1.4929e-05 | 1.4929e-05 | 1.4929e-05 | 1.4929e-05 | 1.4929e-05 | 1.4929e-05 | 1.4929e-05 | 1.4929e-05 | 1.4929e-05 | 1.4929e-05 | 0.012465 | 1.4929e-05 | 1.4929e-05 | 1.4929e-05 | 1.4929e-05 | 1.4929e-05 | 0.012808 | 9 | 0.11528 | 0.012465
NC | nuclear | Winter | 0.95765 | 0.95765 | 0.95765 | 0.95765 | 0.95765 | 0.95765 | 0.95765 | 0.95765 | 0.95765 | 0.95765 | 0.95765 | 0.95765 | 0.95765 | 0.95765 | 0.95765 | 0.95765 | 0.95765 | 0.95765 | 0.95765 | 0.95765 | 0.95765 | 0.95765 | 0.95765 | 0.95765 | 22.9835 | 42 | 965.3084 | 0.95765
NC | nuclear | Spring | 0.95765 | 0.95765 | 0.95765 | 0.95765 | 0.95765 | 0.95765 | 0.95765 | 0.95694 | 0.95765 | 0.95765 | 0.95765 | 0.95765 | 0.95765 | 0.95765 | 0.95765 | 0.95765 | 0.95765 | 0.95765 | 0.95765 | 0.95765 | 0.95765 | 0.95765 | 0.95765 | 0.95765 | 22.9828 | 111 | 2551.0932 | 0.95765
NC | nuclear | Summer | 0.95765 | 0.95765 | 0.95765 | 0.95765 | 0.95765 | 0.95765 | 0.95765 | 0.95765 | 0.95765 | 0.95765 | 0.95765 | 0.95765 | 0.95765 | 0.95765 | 0.95765 | 0.95765 | 0.95765 | 0.95765 | 0.95765 | 0.95765 | 0.95765 | 0.95765 | 0.95765 | 0.95765 | 22.9835 | 60 | 1379.012 | 0.95765
NC | nuclear | Fall | 0.95765 | 0.95765 | 0.95765 | 0.95765 | 0.95765 | 0.95765 | 0.95616 | 0.95632 | 0.95765 | 0.95765 | 0.95765 | 0.95765 | 0.95765 | 0.95765 | 0.95765 | 0.95765 | 0.95765 | 0.95765 | 0.95765 | 0.95765 | 0.95765 | 0.95765 | 0.95765 | 0.95765 | 22.9807 | 119 | 2734.7057 | 0.95765
NC | nuclear | Summer Peak | 0.95765 | 0.95765 | 0.95765 | 0.95765 | 0.95765 | 0.95765 | 0.95765 | 0.95765 | 0.95765 | 0.95765 | 0.95765 | 0.95765 | 0.95765 | 0.95765 | 0.95765 | 0.95765 | 0.95765 | 0.95765 | 0.95765 | 0.95765 | 0.95765 | 0.95765 | 0.95765 | 0.95765 | 22.9835 | 24 | 551.6048 | 0.95765
NC | nuclear | Winter Peak | 0.95765 | 0.95765 | 0.95765 | 0.95765 | 0.95765 | 0.95765 | 0.95765 | 0.95765 | 0.95765 | 0.95765 | 0.95765 | 0.95765 | 0.95765 | 0.95765 | 0.95765 | 0.95765 | 0.95765 | 0.95765 | 0.95765 | 0.95765 | 0.95765 | 0.95765 | 0.95765 | 0.95765 | 22.9835 | 9 | 206.8518 | 0.95765
NC | offshore wind | Winter | 0.67229 | 0.66382 | 0.66774 | 0.67572 | 0.66761 | 0.66259 | 0.6396 | 0.61909 | 0.57922 | 0.53314 | 0.50411 | 0.48251 | 0.47707 | 0.47634 | 0.49029 | 0.50991 | 0.53675 | 0.56865 | 0.58817 | 0.59936 | 0.62165 | 0.64008 | 0.65799 | 0.6701 | 14.2038 | 42 | 596.5594 | 0.67572
NC | offshore wind | Spring | 0.47188 | 0.46613 | 0.46244 | 0.45731 | 0.44351 | 0.42299 | 0.40706 | 0.3983 | 0.39114 | 0.37556 | 0.36227 | 0.37228 | 0.38698 | 0.40987 | 0.4389 | 0.46597 | 0.48975 | 0.50703 | 0.52355 | 0.53274 | 0.53426 | 0.50723 | 0.49896 | 0.49265 | 10.8188 | 111 | 1200.8855 | 0.53426
NC | offshore wind | Summer | 0.73221 | 0.728 | 0.70883 | 0.69322 | 0.68799 | 0.68195 | 0.65992 | 0.64294 | 0.61225 | 0.56738 | 0.52654 | 0.50494 | 0.46844 | 0.44067 | 0.44407 | 0.43456 | 0.46769 | 0.48666 | 0.49249 | 0.49332 | 0.49564 | 0.49869 | 0.50601 | 0.50504 | 13.4795 | 60 | 808.7674 | 0.73221
NC | offshore wind | Fall | 0.39869 | 0.38966 | 0.37692 | 0.37041 | 0.36081 | 0.35556 | 0.34869 | 0.34056 | 0.32755 | 0.31762 | 0.31598 | 0.32565 | 0.33483 | 0.35928 | 0.3929 | 0.42072 | 0.44594 | 0.46406 | 0.47938 | 0.49472 | 0.50222 | 0.49965 | 0.49246 | 0.49503 | 9.6093 | 119 | 1143.5032 | 0.50222
NC | offshore wind | Summer Peak | 0.45474 | 0.41703 | 0.41255 | 0.3993 | 0.37082 | 0.3591 | 0.35843 | 0.32536 | 0.30164 | 0.26972 | 0.25885 | 0.26752 | 0.31807 | 0.35538 | 0.39447 | 0.43398 | 0.46259 | 0.46894 | 0.46034 | 0.45509 | 0.46647 | 0.4435 | 0.41991 | 0.41572 | 9.2895 | 24 | 222.9485 | 0.46894
NC | offshore wind | Winter Peak | 0.33527 | 0.32779 | 0.34022 | 0.37453 | 0.39544 | 0.4061 | 0.4109 | 0.41973 | 0.40317 | 0.38992 | 0.38981 | 0.38482 | 0.39389 | 0.42854 | 0.45453 | 0.50766 | 0.54139 | 0.58009 | 0.60669 | 0.58994 | 0.56188 | 0.55664 | 0.56189 | 0.54008 | 10.9009 | 9 | 98.1081 | 0.60669
NC | onshore wind | Winter | 0.49197 | 0.48543 | 0.48314 | 0.45529 | 0.46395 | 0.46092 | 0.46488 | 0.42803 | 0.32024 | 0.27764 | 0.27034 | 0.28966 | 0.30461 | 0.31323 | 0.31492 | 0.30155 | 0.34001 | 0.37668 | 0.38992 | 0.40676 | 0.4133 | 0.40799 | 0.43048 | 0.46936 | 9.3603 | 42 | 393.1323 | 0.49197
NC | onshore wind | Spring | 0.3108 | 0.30584 | 0.30948 | 0.30293 | 0.30183 | 0.2873 | 0.23976 | 0.21018 | 0.21306 | 0.22729 | 0.24281 | 0.26001 | 0.27564 | 0.2958 | 0.30375 | 0.30383 | 0.31222 | 0.31022 | 0.35122 | 0.36795 | 0.34449 | 0.33993 | 0.31883 | 0.32067 | 7.0558 | 111 | 783.1967 | 0.36795
NC | onshore wind | Summer | 0.45678 | 0.4525 | 0.44685 | 0.44205 | 0.45352 | 0.45543 | 0.4244 | 0.36854 | 0.33084 | 0.31809 | 0.31201 | 0.30498 | 0.30289 | 0.29955 | 0.29878 | 0.28652 | 0.28451 | 0.31663 | 0.35223 | 0.36309 | 0.36607 | 0.36499 | 0.37051 | 0.36919 | 8.741 | 60 | 524.4574 | 0.45678
NC | onshore wind | Fall | 0.2446 | 0.24297 | 0.24332 | 0.23362 | 0.24007 | 0.2373 | 0.204 | 0.19329 | 0.17652 | 0.18595 | 0.19321 | 0.22118 | 0.23991 | 0.25974 | 0.27271 | 0.28624 | 0.29688 | 0.30033 | 0.30617 | 0.31746 | 0.32139 | 0.32075 | 0.30748 | 0.30196 | 6.147 | 119 | 731.4988 | 0.32139
NC | onshore wind | Summer Peak | 0.26416 | 0.24133 | 0.26118 | 0.24776 | 0.26601 | 0.22979 | 0.17939 | 0.16621 | 0.13776 | 0.14737 | 0.16682 | 0.19886 | 0.22879 | 0.21711 | 0.26619 | 0.29313 | 0.26201 | 0.24859 | 0.27891 | 0.23689 | 0.20919 | 0.1939 | 0.20137 | 0.21204 | 5.3548 | 24 | 128.5146 | 0.29313
NC | onshore wind | Winter Peak | 0.33333 | 0.31105 | 0.27811 | 0.26214 | 0.24819 | 0.26889 | 0.26825 | 0.27905 | 0.18587 | 0.22265 | 0.23413 | 0.2828 | 0.29768 | 0.29266 | 0.28521 | 0.29951 | 0.35083 | 0.40349 | 0.44184 | 0.42518 | 0.4414 | 0.39205 | 0.38741 | 0.37233 | 7.564 | 9 | 68.0764 | 0.44184
NC | petroleum | Winter | 1.4929e-05 | 1.4929e-05 | 1.4929e-05 | 1.4929e-05 | 1.4929e-05 | 0.016448 | 0.069296 | 0.067558 | 1.4929e-05 | 1.4929e-05 | 1.4929e-05 | 1.4929e-05 | 1.4929e-05 | 1.4929e-05 | 1.4929e-05 | 1.4929e-05 | 1.4929e-05 | 0.032881 | 0.20315 | 0.18295 | 0.061556 | 1.4929e-05 | 1.4929e-05 | 1.4929e-05 | 0.63409 | 42 | 26.6317 | 0.20315
NC | petroleum | Spring | 1.4929e-05 | 1.4929e-05 | 1.4929e-05 | 1.4929e-05 | 1.4929e-05 | 1.4929e-05 | 1.4929e-05 | 1.4929e-05 | 1.4929e-05 | 1.4929e-05 | 1.4929e-05 | 0.010377 | 0.042823 | 0.075004 | 0.13001 | 0.1727 | 0.23138 | 0.36011 | 0.60719 | 0.3905 | 0.13792 | 0.03468 | 1.4929e-05 | 1.4929e-05 | 2.1929 | 111 | 243.4111 | 0.60719
NC | petroleum | Summer | 1.4929e-05 | 1.4929e-05 | 1.4929e-05 | 1.4929e-05 | 1.4929e-05 | 1.4929e-05 | 0.047379 | 0.034008 | 1.4929e-05 | 1.4929e-05 | 1.4929e-05 | 1.4929e-05 | 1.4929e-05 | 1.4929e-05 | 1.4929e-05 | 1.4929e-05 | 1.4929e-05 | 0.011518 | 0.21555 | 0.21061 | 0.032799 | 1.4929e-05 | 1.4929e-05 | 1.4929e-05 | 0.55213 | 60 | 33.1276 | 0.21555
NC | petroleum | Fall | 1.4929e-05 | 1.4929e-05 | 1.4929e-05 | 1.4929e-05 | 1.4929e-05 | 1.4929e-05 | 0.02387 | 1.4929e-05 | 1.4929e-05 | 1.4929e-05 | 1.4929e-05 | 0.025493 | 0.074823 | 0.13884 | 0.19442 | 0.26757 | 0.37283 | 0.71734 | 1 | 0.69782 | 0.26204 | 0.094 | 1.4929e-05 | 1.4929e-05 | 3.8692 | 119 | 460.4395 | 1
NC | petroleum | Summer Peak | 1.4929e-05 | 1.4929e-05 | 1.4929e-05 | 1.4929e-05 | 1.4929e-05 | 1.4929e-05 | 1.4929e-05 | 1.4929e-05 | 1.4929e-05 | 1.4929e-05 | 1.4929e-05 | 0.13824 | 0.41835 | 0.70548 | 1 | 1 | 1 | 1 | 1 | 1 | 0.94429 | 0.22743 | 1.4929e-05 | 1.4929e-05 | 8.434 | 24 | 202.4159 | 1
NC | petroleum | Winter Peak | 1.4929e-05 | 1.4929e-05 | 1.4929e-05 | 1.4929e-05 | 1.4929e-05 | 1.4929e-05 | 1.4929e-05 | 1.4929e-05 | 1.4929e-05 | 1.4929e-05 | 1.4929e-05 | 1.4929e-05 | 1.4929e-05 | 1.4929e-05 | 1.4929e-05 | 1.4929e-05 | 1.4929e-05 | 1.4929e-05 | 0.012465 | 1.4929e-05 | 1.4929e-05 | 1.4929e-05 | 1.4929e-05 | 1.4929e-05 | 0.012808 | 9 | 0.11528 | 0.012465
NC | pumped hydro | Winter | 0 | 0 | 0 | 0 | 0 | 0 | 0.024059 | 0.09103 | 0 | 0 | 0 | 0 | 0 | 0 | 0 | 0 | 0 | 0.10529 | 0.43862 | 0.26974 | 0.11307 | 0 | 0 | 0 | 1.0418 | 42 | 43.7558 | 0.43862
NC | pumped hydro | Spring | 0 | 0 | 0 | 0 | 0 | 0 | 0 | 0.0040541 | 0 | 0 | 0 | 0 | 0.028567 | 0.044626 | 0.062801 | 0.077771 | 0.1264 | 0.38171 | 0.55552 | 0.44354 | 0.28729 | 0.038204 | 0 | 0 | 2.0505 | 111 | 227.6035 | 0.55552
NC | pumped hydro | Summer | 0 | 0 | 0 | 0 | 0 | 0 | 0.051318 | 0.04405 | 0 | 0 | 0 | 0 | 0 | 0 | 0 | 0 | 0.01376 | 0.19539 | 0.4569 | 0.41343 | 0.29984 | 0.027519 | 0 | 0 | 1.5022 | 60 | 90.1326 | 0.4569
NC | pumped hydro | Fall | 0 | 0 | 0 | 0 | 0 | 0 | 0.0069377 | 0.0069377 | 0 | 0 | 0 | 0.0069377 | 0.027604 | 0.06496 | 0.095105 | 0.15751 | 0.22982 | 0.43217 | 0.62304 | 0.56211 | 0.28931 | 0.071731 | 0 | 0 | 2.5742 | 119 | 306.3267 | 0.62304
NC | pumped hydro | Summer Peak | 0 | 0 | 0 | 0 | 0 | 0 | 0 | 0 | 0 | 0 | 0 | 0.028149 | 0.2064 | 0.30257 | 0.47796 | 0.56628 | 0.75678 | 0.75678 | 0.79118 | 0.74782 | 0.63425 | 0.20921 | 0 | 0 | 5.4774 | 24 | 131.457 | 0.79118
NC | pumped hydro | Winter Peak | 0 | 0 | 0 | 0 | 0 | 0 | 0 | 0 | 0 | 0 | 0 | 0 | 0 | 0 | 0 | 0 | 0 | 0.091731 | 0.20995 | 0.18385 | 0.091731 | 0 | 0 | 0 | 0.57726 | 9 | 5.1953 | 0.20995
NC | smr | Winter | 0.95582 | 0.95582 | 0.95582 | 0.95582 | 0.95582 | 0.95582 | 0.95582 | 0.95582 | 0.95582 | 0.95582 | 0.95582 | 0.95582 | 0.95582 | 0.95582 | 0.95582 | 0.95582 | 0.95582 | 0.95582 | 0.95582 | 0.95582 | 0.95582 | 0.95582 | 0.95582 | 0.95582 | 22.9398 | 42 | 963.4709 | 0.95582
NC | smr | Spring | 0.95582 | 0.95582 | 0.95582 | 0.95582 | 0.95582 | 0.95582 | 0.95582 | 0.95582 | 0.95582 | 0.95582 | 0.95582 | 0.95582 | 0.95582 | 0.95582 | 0.95582 | 0.95582 | 0.95582 | 0.95582 | 0.95582 | 0.95582 | 0.95582 | 0.95582 | 0.95582 | 0.95582 | 22.9398 | 111 | 2546.3159 | 0.95582
NC | smr | Summer | 0.95582 | 0.95582 | 0.95582 | 0.95582 | 0.95582 | 0.95582 | 0.95582 | 0.95582 | 0.95582 | 0.95582 | 0.95582 | 0.95582 | 0.95582 | 0.95582 | 0.95582 | 0.95582 | 0.95582 | 0.95582 | 0.95582 | 0.95582 | 0.95582 | 0.95582 | 0.95582 | 0.95582 | 22.9398 | 60 | 1376.387 | 0.95582
NC | smr | Fall | 0.95582 | 0.95582 | 0.95582 | 0.95582 | 0.95582 | 0.95582 | 0.95582 | 0.95582 | 0.95582 | 0.95582 | 0.95582 | 0.95582 | 0.95582 | 0.95582 | 0.95582 | 0.95582 | 0.95582 | 0.95582 | 0.95582 | 0.95582 | 0.95582 | 0.95582 | 0.95582 | 0.95582 | 22.9398 | 119 | 2729.8341 | 0.95582
NC | smr | Summer Peak | 0.95582 | 0.95582 | 0.95582 | 0.95582 | 0.95582 | 0.95582 | 0.95582 | 0.95582 | 0.95582 | 0.95582 | 0.95582 | 0.95582 | 0.95582 | 0.95582 | 0.95582 | 0.95582 | 0.95582 | 0.95582 | 0.95582 | 0.95582 | 0.95582 | 0.95582 | 0.95582 | 0.95582 | 22.9398 | 24 | 550.5548 | 0.95582
NC | smr | Winter Peak | 0.95582 | 0.95582 | 0.95582 | 0.95582 | 0.95582 | 0.95582 | 0.95582 | 0.95582 | 0.95582 | 0.95582 | 0.95582 | 0.95582 | 0.95582 | 0.95582 | 0.95582 | 0.95582 | 0.95582 | 0.95582 | 0.95582 | 0.95582 | 0.95582 | 0.95582 | 0.95582 | 0.95582 | 22.9398 | 9 | 206.458 | 0.95582
NC | solar pv dist | Winter | 0 | 0 | 0 | 0 | 0 | 0 | 0.0045869 | 0.15902 | 0.32217 | 0.35818 | 0.35152 | 0.34235 | 0.34221 | 0.47028 | 0.44346 | 0.31898 | 0.070679 | 0 | 0 | 0 | 0 | 0 | 0 | 0 | 3.1834 | 42 | 133.7041 | 0.47028
NC | solar pv dist | Spring | 0 | 0 | 0 | 0 | 0.00034136 | 0.0044685 | 0.21095 | 0.31882 | 0.3759 | 0.40159 | 0.40757 | 0.41201 | 0.41094 | 0.45988 | 0.43301 | 0.35726 | 0.24319 | 0.13962 | 0.0095971 | 0 | 0 | 0 | 0 | 0 | 4.1852 | 111 | 464.5527 | 0.45988
NC | solar pv dist | Summer | 0 | 0 | 0 | 0 | 0 | 0.00082744 | 0.14422 | 0.37177 | 0.48174 | 0.5019 | 0.48573 | 0.48317 | 0.49066 | 0.61683 | 0.60098 | 0.45253 | 0.19459 | 0.077564 | 0 | 0 | 0 | 0 | 0 | 0 | 4.9025 | 60 | 294.151 | 0.61683
NC | solar pv dist | Fall | 0 | 0 | 0 | 0 | 0.00025607 | 0.0036905 | 0.15967 | 0.27976 | 0.35272 | 0.37971 | 0.38667 | 0.37988 | 0.38991 | 0.45123 | 0.41801 | 0.32881 | 0.2054 | 0.10904 | 0.010333 | 0 | 0 | 0 | 0 | 0 | 3.8551 | 119 | 458.756 | 0.45123
NC | solar pv dist | Summer Peak | 0 | 0 | 0 | 0 | 0.00010937 | 0.005521 | 0.18725 | 0.27025 | 0.34023 | 0.38334 | 0.39169 | 0.38482 | 0.37795 | 0.40798 | 0.37879 | 0.30956 | 0.20254 | 0.11524 | 0.010486 | 0 | 0 | 0 | 0 | 0 | 3.7658 | 24 | 90.3781 | 0.40798
NC | solar pv dist | Winter Peak | 0 | 0 | 0 | 0 | 0 | 0 | 0.0018895 | 0.080956 | 0.13495 | 0.14389 | 0.16597 | 0.1708 | 0.15388 | 0.16555 | 0.15902 | 0.088425 | 0.034543 | 0 | 0 | 0 | 0 | 0 | 0 | 0 | 1.2999 | 9 | 11.6989 | 0.1708
NC | solar pv | Winter | 0 | 0 | 0 | 0 | 0 | 0 | 0.00096722 | 0.13131 | 0.35967 | 0.41511 | 0.40888 | 0.39374 | 0.39652 | 0.4137 | 0.40518 | 0.30477 | 0.073923 | 0 | 0 | 0 | 0 | 0 | 0 | 0 | 3.3038 | 42 | 138.7581 | 0.41511
NC | solar pv | Spring | 0 | 0 | 0 | 0 | 0.0010432 | 0.06359 | 0.2493 | 0.40604 | 0.48497 | 0.51874 | 0.52765 | 0.52651 | 0.52199 | 0.50882 | 0.47548 | 0.41475 | 0.29663 | 0.12093 | 0.0081668 | 0 | 0 | 0 | 0 | 0 | 5.1246 | 111 | 568.8306 | 0.52765
NC | solar pv | Summer | 0 | 0 | 0 | 0 | 0 | 0.0048748 | 0.12245 | 0.41785 | 0.5825 | 0.60998 | 0.59712 | 0.58817 | 0.59962 | 0.62534 | 0.6263 | 0.51424 | 0.23932 | 0.040224 | 0 | 0 | 0 | 0 | 0 | 0 | 5.568 | 60 | 334.0796 | 0.6263
NC | solar pv | Fall | 0 | 0 | 0 | 0 | 0.00081464 | 0.050928 | 0.19288 | 0.34711 | 0.45401 | 0.49123 | 0.49726 | 0.49111 | 0.48747 | 0.4768 | 0.44628 | 0.37291 | 0.24213 | 0.098656 | 0.0093596 | 0 | 0 | 0 | 0 | 0 | 4.659 | 119 | 554.4155 | 0.49726
NC | solar pv | Summer Peak | 0 | 0 | 0 | 0 | 0.0005015 | 0.065508 | 0.24215 | 0.36528 | 0.44358 | 0.50141 | 0.52013 | 0.5234 | 0.51554 | 0.48224 | 0.43249 | 0.36529 | 0.26993 | 0.13367 | 0.010415 | 0 | 0 | 0 | 0 | 0 | 4.8715 | 24 | 116.9161 | 0.5234
NC | solar pv | Winter Peak | 0 | 0 | 0 | 0 | 0 | 0 | 0.00045836 | 0.067666 | 0.18044 | 0.21131 | 0.22022 | 0.21877 | 0.20502 | 0.18674 | 0.16199 | 0.11442 | 0.040963 | 0 | 0 | 0 | 0 | 0 | 0 | 0 | 1.608 | 9 | 14.4721 | 0.22022
NC | solar thermal | Winter | 0 | 0 | 0 | 0 | 0 | 0 | 0 | 0 | 0 | 0.08597 | 0.37963 | 0.49887 | 0.49723 | 0.48344 | 0.47116 | 0.48279 | 0.49202 | 0.44649 | 0.21282 | 0.015243 | 0 | 0 | 0 | 0 | 4.0657 | 42 | 170.758 | 0.49887
NC | solar thermal | Spring | 0 | 0 | 0 | 0 | 0 | 0 | 0 | 0.0076376 | 0.18687 | 0.48014 | 0.63047 | 0.67382 | 0.67706 | 0.67418 | 0.66674 | 0.6665 | 0.66683 | 0.64842 | 0.56803 | 0.30656 | 0.039289 | 0 | 0 | 0 | 6.8926 | 111 | 765.0745 | 0.67706
NC | solar thermal | Summer | 0 | 0 | 0 | 0 | 0 | 0 | 0 | 0.024165 | 0.27576 | 0.51489 | 0.59949 | 0.63012 | 0.63917 | 0.63842 | 0.63267 | 0.62353 | 0.61338 | 0.59439 | 0.54207 | 0.40006 | 0.11962 | 2.6056e-06 | 0 | 0 | 6.8477 | 60 | 410.8634 | 0.63917
NC | solar thermal | Fall | 0 | 0 | 0 | 0 | 0 | 0 | 0 | 0 | 0.054994 | 0.36422 | 0.55217 | 0.58569 | 0.57826 | 0.56812 | 0.56341 | 0.56827 | 0.56955 | 0.52878 | 0.35579 | 0.077412 | 3.2207e-05 | 0 | 0 | 0 | 5.3667 | 119 | 638.6367 | 0.58569
NC | solar thermal | Summer Peak | 0 | 0 | 0 | 0 | 0 | 0 | 0 | 0.027732 | 0.38084 | 0.62249 | 0.69231 | 0.71807 | 0.7248 | 0.72465 | 0.72329 | 0.72571 | 0.72389 | 0.71218 | 0.67311 | 0.55977 | 0.22117 | 0 | 0 | 0 | 8.23 | 24 | 197.5203 | 0.72571
NC | solar thermal | Winter Peak | 0 | 0 | 0 | 0 | 0 | 0 | 0 | 0 | 0 | 0.0026447 | 0.27588 | 0.35613 | 0.39021 | 0.41121 | 0.42512 | 0.48557 | 0.52766 | 0.49305 | 0.19344 | 0 | 0 | 0 | 0 | 0 | 3.5609 | 9 | 32.0481 | 0.52766
NC | natural gas steam turbine | Winter | 0.3641 | 0.3641 | 0.3641 | 0.3641 | 0.3641 | 0.3641 | 0.3641 | 0.3641 | 0.3641 | 0.3641 | 0.3641 | 0.3641 | 0.3641 | 0.3641 | 0.3641 | 0.3641 | 0.3641 | 0.3641 | 0.3641 | 0.3641 | 0.3641 | 0.3641 | 0.3641 | 0.3641 | 8.7384 | 42 | 367.0128 | 0.3641
NC | natural gas steam turbine | Spring | 0.3641 | 0.3641 | 0.3641 | 0.3641 | 0.3641 | 0.3641 | 0.3641 | 0.3641 | 0.3641 | 0.3641 | 0.3641 | 0.3641 | 0.3641 | 0.3641 | 0.3641 | 0.3641 | 0.3641 | 0.3641 | 0.3641 | 0.3641 | 0.3641 | 0.3641 | 0.3641 | 0.3641 | 8.7384 | 111 | 969.9624 | 0.3641
NC | natural gas steam turbine | Summer | 0.3641 | 0.3641 | 0.3641 | 0.3641 | 0.3641 | 0.3641 | 0.3641 | 0.3641 | 0.3641 | 0.3641 | 0.3641 | 0.3641 | 0.3641 | 0.3641 | 0.3641 | 0.3641 | 0.3641 | 0.3641 | 0.3641 | 0.3641 | 0.3641 | 0.3641 | 0.3641 | 0.3641 | 8.7384 | 60 | 524.304 | 0.3641
NC | natural gas steam turbine | Fall | 0.3641 | 0.3641 | 0.3641 | 0.3641 | 0.3641 | 0.3641 | 0.3641 | 0.3641 | 0.3641 | 0.3641 | 0.3641 | 0.3641 | 0.3641 | 0.3641 | 0.3641 | 0.3641 | 0.3641 | 0.3641 | 0.3641 | 0.3641 | 0.3641 | 0.3641 | 0.3641 | 0.3641 | 8.7384 | 119 | 1039.8696 | 0.3641
NC | natural gas steam turbine | Summer Peak | 0.3641 | 0.3641 | 0.3641 | 0.3641 | 0.3641 | 0.3641 | 0.3641 | 0.3641 | 0.3641 | 0.3641 | 0.3641 | 0.3641 | 0.3641 | 0.3641 | 0.3641 | 0.3641 | 0.3641 | 0.3641 | 0.3641 | 0.3641 | 0.3641 | 0.3641 | 0.3641 | 0.3641 | 8.7384 | 24 | 209.7216 | 0.3641
NC | natural gas steam turbine | Winter Peak | 0.3641 | 0.3641 | 0.3641 | 0.3641 | 0.3641 | 0.3641 | 0.3641 | 0.3641 | 0.3641 | 0.3641 | 0.3641 | 0.3641 | 0.3641 | 0.3641 | 0.3641 | 0.3641 | 0.3641 | 0.3641 | 0.3641 | 0.3641 | 0.3641 | 0.3641 | 0.3641 | 0.3641 | 8.7384 | 9 | 78.6456 | 0.3641
ND | biomass ccs | Winter | 0.8 | 0.8 | 0.8 | 0.8 | 0.8 | 0.8 | 0.8 | 0.8 | 0.8 | 0.8 | 0.8 | 0.8 | 0.8 | 0.8 | 0.8 | 0.8 | 0.8 | 0.8 | 0.8 | 0.8 | 0.8 | 0.8 | 0.8 | 0.8 | 19.2 | 93 | 1785.6 | 0.8
ND | biomass ccs | Spring | 0.8 | 0.8 | 0.8 | 0.8 | 0.8 | 0.8 | 0.8 | 0.8 | 0.8 | 0.8 | 0.8 | 0.8 | 0.8 | 0.8 | 0.8 | 0.8 | 0.8 | 0.8 | 0.8 | 0.8 | 0.8 | 0.8 | 0.8 | 0.8 | 19.2 | 48 | 921.6 | 0.8
ND | biomass ccs | Summer | 0.8 | 0.8 | 0.8 | 0.8 | 0.8 | 0.8 | 0.8 | 0.8 | 0.8 | 0.8 | 0.8 | 0.8 | 0.8 | 0.8 | 0.8 | 0.8 | 0.8 | 0.8 | 0.8 | 0.8 | 0.8 | 0.8 | 0.8 | 0.8 | 19.2 | 107 | 2054.4 | 0.8
ND | biomass ccs | Fall | 0.8 | 0.8 | 0.8 | 0.8 | 0.8 | 0.8 | 0.8 | 0.8 | 0.8 | 0.8 | 0.8 | 0.8 | 0.8 | 0.8 | 0.8 | 0.8 | 0.8 | 0.8 | 0.8 | 0.8 | 0.8 | 0.8 | 0.8 | 0.8 | 19.2 | 59 | 1132.8 | 0.8
ND | biomass ccs | Summer Peak | 0.8 | 0.8 | 0.8 | 0.8 | 0.8 | 0.8 | 0.8 | 0.8 | 0.8 | 0.8 | 0.8 | 0.8 | 0.8 | 0.8 | 0.8 | 0.8 | 0.8 | 0.8 | 0.8 | 0.8 | 0.8 | 0.8 | 0.8 | 0.8 | 19.2 | 33 | 633.6 | 0.8
ND | biomass ccs | Winter Peak | 0.8 | 0.8 | 0.8 | 0.8 | 0.8 | 0.8 | 0.8 | 0.8 | 0.8 | 0.8 | 0.8 | 0.8 | 0.8 | 0.8 | 0.8 | 0.8 | 0.8 | 0.8 | 0.8 | 0.8 | 0.8 | 0.8 | 0.8 | 0.8 | 19.2 | 25 | 480 | 0.8
ND | biomass | Winter | 0.50754 | 0.50717 | 0.50696 | 0.50694 | 0.50702 | 0.50712 | 0.5083 | 0.50991 | 0.50971 | 0.50884 | 0.5079 | 0.50772 | 0.50796 | 0.50794 | 0.50804 | 0.50856 | 0.51245 | 0.51379 | 0.51451 | 0.51475 | 0.51462 | 0.51421 | 0.51354 | 0.50886 | 12.2343 | 93 | 1137.7939 | 0.51475
ND | biomass | Spring | 0.50454 | 0.50391 | 0.50308 | 0.50244 | 0.50217 | 0.50226 | 0.50296 | 0.50414 | 0.50394 | 0.49776 | 0.49538 | 0.49515 | 0.49535 | 0.49594 | 0.49651 | 0.49742 | 0.50244 | 0.50519 | 0.50971 | 0.51437 | 0.51449 | 0.5142 | 0.51269 | 0.50625 | 12.0823 | 48 | 579.9501 | 0.51449
ND | biomass | Summer | 0.51064 | 0.5097 | 0.50929 | 0.50893 | 0.50893 | 0.50893 | 0.5092 | 0.50988 | 0.50973 | 0.5094 | 0.51089 | 0.51166 | 0.51223 | 0.51257 | 0.51294 | 0.51376 | 0.51421 | 0.51475 | 0.5153 | 0.51543 | 0.51546 | 0.51527 | 0.51451 | 0.51184 | 12.2855 | 107 | 1314.5437 | 0.51546
ND | biomass | Fall | 0.50576 | 0.50528 | 0.50463 | 0.50456 | 0.50461 | 0.50493 | 0.50596 | 0.50679 | 0.50672 | 0.50743 | 0.50755 | 0.50846 | 0.50883 | 0.50891 | 0.50928 | 0.5118 | 0.51399 | 0.51466 | 0.51505 | 0.515 | 0.51491 | 0.51361 | 0.51136 | 0.50686 | 12.2169 | 59 | 720.7995 | 0.51505
ND | biomass | Summer Peak | 0.51335 | 0.51335 | 0.51335 | 0.51335 | 0.51335 | 0.51335 | 0.51335 | 0.51427 | 0.51427 | 0.51462 | 0.51553 | 0.51553 | 0.51553 | 0.51553 | 0.51553 | 0.51553 | 0.51553 | 0.51553 | 0.51553 | 0.51553 | 0.51553 | 0.51553 | 0.51553 | 0.51519 | 12.3537 | 33 | 407.6719 | 0.51553
ND | biomass | Winter Peak | 0.51427 | 0.51427 | 0.51427 | 0.51427 | 0.51427 | 0.51427 | 0.51427 | 0.51427 | 0.51427 | 0.51427 | 0.51427 | 0.51427 | 0.51427 | 0.51427 | 0.51427 | 0.51427 | 0.51462 | 0.51553 | 0.51553 | 0.51553 | 0.51553 | 0.51553 | 0.51553 | 0.50759 | 12.3437 | 25 | 308.5929 | 0.51553
ND | natural gas combined cycle ccs | Winter | 0.8 | 0.8 | 0.8 | 0.8 | 0.8 | 0.8 | 0.8 | 0.8 | 0.8 | 0.8 | 0.8 | 0.8 | 0.8 | 0.8 | 0.8 | 0.8 | 0.8 | 0.8 | 0.8 | 0.8 | 0.8 | 0.8 | 0.8 | 0.8 | 19.2 | 93 | 1785.6 | 0.8
ND | natural gas combined cycle ccs | Spring | 0.8 | 0.8 | 0.8 | 0.8 | 0.8 | 0.8 | 0.8 | 0.8 | 0.8 | 0.8 | 0.8 | 0.8 | 0.8 | 0.8 | 0.8 | 0.8 | 0.8 | 0.8 | 0.8 | 0.8 | 0.8 | 0.8 | 0.8 | 0.8 | 19.2 | 48 | 921.6 | 0.8
ND | natural gas combined cycle ccs | Summer | 0.8 | 0.8 | 0.8 | 0.8 | 0.8 | 0.8 | 0.8 | 0.8 | 0.8 | 0.8 | 0.8 | 0.8 | 0.8 | 0.8 | 0.8 | 0.8 | 0.8 | 0.8 | 0.8 | 0.8 | 0.8 | 0.8 | 0.8 | 0.8 | 19.2 | 107 | 2054.4 | 0.8
ND | natural gas combined cycle ccs | Fall | 0.8 | 0.8 | 0.8 | 0.8 | 0.8 | 0.8 | 0.8 | 0.8 | 0.8 | 0.8 | 0.8 | 0.8 | 0.8 | 0.8 | 0.8 | 0.8 | 0.8 | 0.8 | 0.8 | 0.8 | 0.8 | 0.8 | 0.8 | 0.8 | 19.2 | 59 | 1132.8 | 0.8
ND | natural gas combined cycle ccs | Summer Peak | 0.8 | 0.8 | 0.8 | 0.8 | 0.8 | 0.8 | 0.8 | 0.8 | 0.8 | 0.8 | 0.8 | 0.8 | 0.8 | 0.8 | 0.8 | 0.8 | 0.8 | 0.8 | 0.8 | 0.8 | 0.8 | 0.8 | 0.8 | 0.8 | 19.2 | 33 | 633.6 | 0.8
ND | natural gas combined cycle ccs | Winter Peak | 0.8 | 0.8 | 0.8 | 0.8 | 0.8 | 0.8 | 0.8 | 0.8 | 0.8 | 0.8 | 0.8 | 0.8 | 0.8 | 0.8 | 0.8 | 0.8 | 0.8 | 0.8 | 0.8 | 0.8 | 0.8 | 0.8 | 0.8 | 0.8 | 19.2 | 25 | 480 | 0.8
ND | natural gas combined cycle | Winter | 0.51288 | 0.50118 | 0.49747 | 0.49706 | 0.50552 | 0.53032 | 0.55985 | 0.56291 | 0.53694 | 0.51567 | 0.49986 | 0.49328 | 0.48929 | 0.48247 | 0.48119 | 0.49393 | 0.53574 | 0.58821 | 0.62478 | 0.63344 | 0.6255 | 0.60775 | 0.5781 | 0.54177 | 12.8951 | 93 | 1199.2453 | 0.63344
ND | natural gas combined cycle | Spring | 0.44931 | 0.42685 | 0.41914 | 0.41911 | 0.42997 | 0.45308 | 0.45238 | 0.43845 | 0.42597 | 0.42268 | 0.43255 | 0.44507 | 0.45685 | 0.46608 | 0.47509 | 0.48853 | 0.51365 | 0.55174 | 0.57699 | 0.60021 | 0.60561 | 0.5904 | 0.54862 | 0.49617 | 11.5845 | 48 | 556.0548 | 0.60561
ND | natural gas combined cycle | Summer | 0.62444 | 0.58495 | 0.56333 | 0.55672 | 0.55931 | 0.56425 | 0.55167 | 0.55584 | 0.55833 | 0.58038 | 0.62334 | 0.66617 | 0.69839 | 0.71895 | 0.73216 | 0.74329 | 0.75295 | 0.76443 | 0.77801 | 0.78891 | 0.79348 | 0.78633 | 0.7361 | 0.67337 | 15.9551 | 107 | 1707.1951 | 0.79348
ND | natural gas combined cycle | Fall | 0.51957 | 0.50106 | 0.49322 | 0.49082 | 0.49723 | 0.52192 | 0.53337 | 0.51312 | 0.50024 | 0.48999 | 0.50469 | 0.52678 | 0.54572 | 0.55945 | 0.56965 | 0.58929 | 0.62511 | 0.6567 | 0.69158 | 0.7005 | 0.68966 | 0.65646 | 0.60557 | 0.55595 | 13.5377 | 59 | 798.7225 | 0.7005
ND | natural gas combined cycle | Summer Peak | 0.69596 | 0.64812 | 0.62144 | 0.6076 | 0.60745 | 0.61101 | 0.58448 | 0.61402 | 0.63774 | 0.68198 | 0.7303 | 0.7759 | 0.79267 | 0.7999 | 0.80537 | 0.8096 | 0.81539 | 0.81993 | 0.83011 | 0.83459 | 0.84433 | 0.85809 | 0.83285 | 0.77616 | 17.635 | 33 | 581.9545 | 0.85809
ND | natural gas combined cycle | Winter Peak | 0.613 | 0.60309 | 0.59978 | 0.59699 | 0.60464 | 0.63445 | 0.6707 | 0.66537 | 0.63036 | 0.58802 | 0.57152 | 0.5569 | 0.54535 | 0.5189 | 0.51555 | 0.54249 | 0.60516 | 0.6545 | 0.69006 | 0.6957 | 0.69072 | 0.69219 | 0.67358 | 0.63714 | 14.7962 | 25 | 369.9038 | 0.6957
ND | crude oil | Winter | 0.001 | 0.001 | 0.001 | 0.001 | 0.001 | 0.001 | 0.001 | 0.001 | 0.001 | 0.001 | 0.001 | 0.001 | 0.001 | 0.001 | 0.001 | 0.001 | 0.001 | 0.001 | 0.001 | 0.001 | 0.001 | 0.001 | 0.001 | 0.001 | 0.024 | 93 | 2.232 | 0.001
ND | crude oil | Spring | 0.001 | 0.001 | 0.001 | 0.001 | 0.001 | 0.001 | 0.001 | 0.001 | 0.001 | 0.001 | 0.001 | 0.001 | 0.001 | 0.001 | 0.001 | 0.001 | 0.001 | 0.001 | 0.001 | 0.001 | 0.001 | 0.001 | 0.001 | 0.001 | 0.024 | 48 | 1.152 | 0.001
ND | crude oil | Summer | 0.001 | 0.001 | 0.001 | 0.001 | 0.001 | 0.001 | 0.001 | 0.001 | 0.001 | 0.001 | 0.001 | 0.001 | 0.001 | 0.001 | 0.001 | 0.001 | 0.001 | 0.001 | 0.001 | 0.001 | 0.001 | 0.001 | 0.001 | 0.001 | 0.024 | 107 | 2.568 | 0.001
ND | crude oil | Fall | 0.001 | 0.001 | 0.001 | 0.001 | 0.001 | 0.001 | 0.001 | 0.001 | 0.001 | 0.001 | 0.001 | 0.001 | 0.001 | 0.001 | 0.001 | 0.001 | 0.001 | 0.001 | 0.001 | 0.001 | 0.001 | 0.001 | 0.001 | 0.001 | 0.024 | 59 | 1.416 | 0.001
ND | crude oil | Summer Peak | 0.001 | 0.001 | 0.001 | 0.001 | 0.001 | 0.001 | 0.001 | 0.001 | 0.001 | 0.001 | 0.001 | 0.001 | 0.001 | 0.001 | 0.001 | 0.001 | 0.001 | 0.001 | 0.001 | 0.001 | 0.001 | 0.001 | 0.001 | 0.001 | 0.024 | 33 | 0.792 | 0.001
ND | crude oil | Winter Peak | 0.001 | 0.001 | 0.001 | 0.001 | 0.001 | 0.001 | 0.001 | 0.001 | 0.001 | 0.001 | 0.001 | 0.001 | 0.001 | 0.001 | 0.001 | 0.001 | 0.001 | 0.001 | 0.001 | 0.001 | 0.001 | 0.001 | 0.001 | 0.001 | 0.024 | 25 | 0.6 | 0.001
ND | geothermal | Winter | 0.6595 | 0.6595 | 0.6595 | 0.6595 | 0.6595 | 0.6595 | 0.6595 | 0.6595 | 0.6595 | 0.6595 | 0.6595 | 0.6595 | 0.6595 | 0.6595 | 0.6595 | 0.6595 | 0.6595 | 0.6595 | 0.6595 | 0.6595 | 0.6595 | 0.6595 | 0.6595 | 0.6595 | 15.828 | 93 | 1472.004 | 0.6595
ND | geothermal | Spring | 0.6595 | 0.6595 | 0.6595 | 0.6595 | 0.6595 | 0.6595 | 0.6595 | 0.6595 | 0.6595 | 0.6595 | 0.6595 | 0.6595 | 0.6595 | 0.6595 | 0.6595 | 0.6595 | 0.6595 | 0.6595 | 0.6595 | 0.6595 | 0.6595 | 0.6595 | 0.6595 | 0.6595 | 15.828 | 48 | 759.744 | 0.6595
ND | geothermal | Summer | 0.6595 | 0.6595 | 0.6595 | 0.6595 | 0.6595 | 0.6595 | 0.6595 | 0.6595 | 0.6595 | 0.6595 | 0.6595 | 0.6595 | 0.6595 | 0.6595 | 0.6595 | 0.6595 | 0.6595 | 0.6595 | 0.6595 | 0.6595 | 0.6595 | 0.6595 | 0.6595 | 0.6595 | 15.828 | 107 | 1693.596 | 0.6595
ND | geothermal | Fall | 0.6595 | 0.6595 | 0.6595 | 0.6595 | 0.6595 | 0.6595 | 0.6595 | 0.6595 | 0.6595 | 0.6595 | 0.6595 | 0.6595 | 0.6595 | 0.6595 | 0.6595 | 0.6595 | 0.6595 | 0.6595 | 0.6595 | 0.6595 | 0.6595 | 0.6595 | 0.6595 | 0.6595 | 15.828 | 59 | 933.852 | 0.6595
ND | geothermal | Summer Peak | 0.6595 | 0.6595 | 0.6595 | 0.6595 | 0.6595 | 0.6595 | 0.6595 | 0.6595 | 0.6595 | 0.6595 | 0.6595 | 0.6595 | 0.6595 | 0.6595 | 0.6595 | 0.6595 | 0.6595 | 0.6595 | 0.6595 | 0.6595 | 0.6595 | 0.6595 | 0.6595 | 0.6595 | 15.828 | 33 | 522.324 | 0.6595
ND | geothermal | Winter Peak | 0.6595 | 0.6595 | 0.6595 | 0.6595 | 0.6595 | 0.6595 | 0.6595 | 0.6595 | 0.6595 | 0.6595 | 0.6595 | 0.6595 | 0.6595 | 0.6595 | 0.6595 | 0.6595 | 0.6595 | 0.6595 | 0.6595 | 0.6595 | 0.6595 | 0.6595 | 0.6595 | 0.6595 | 15.828 | 25 | 395.7 | 0.6595
ND | hard coal ccs | Winter | 0.8 | 0.8 | 0.8 | 0.8 | 0.8 | 0.8 | 0.8 | 0.8 | 0.8 | 0.8 | 0.8 | 0.8 | 0.8 | 0.8 | 0.8 | 0.8 | 0.8 | 0.8 | 0.8 | 0.8 | 0.8 | 0.8 | 0.8 | 0.8 | 19.2 | 93 | 1785.6 | 0.8
ND | hard coal ccs | Spring | 0.8 | 0.8 | 0.8 | 0.8 | 0.8 | 0.8 | 0.8 | 0.8 | 0.8 | 0.8 | 0.8 | 0.8 | 0.8 | 0.8 | 0.8 | 0.8 | 0.8 | 0.8 | 0.8 | 0.8 | 0.8 | 0.8 | 0.8 | 0.8 | 19.2 | 48 | 921.6 | 0.8
ND | hard coal ccs | Summer | 0.8 | 0.8 | 0.8 | 0.8 | 0.8 | 0.8 | 0.8 | 0.8 | 0.8 | 0.8 | 0.8 | 0.8 | 0.8 | 0.8 | 0.8 | 0.8 | 0.8 | 0.8 | 0.8 | 0.8 | 0.8 | 0.8 | 0.8 | 0.8 | 19.2 | 107 | 2054.4 | 0.8
ND | hard coal ccs | Fall | 0.8 | 0.8 | 0.8 | 0.8 | 0.8 | 0.8 | 0.8 | 0.8 | 0.8 | 0.8 | 0.8 | 0.8 | 0.8 | 0.8 | 0.8 | 0.8 | 0.8 | 0.8 | 0.8 | 0.8 | 0.8 | 0.8 | 0.8 | 0.8 | 19.2 | 59 | 1132.8 | 0.8
ND | hard coal ccs | Summer Peak | 0.8 | 0.8 | 0.8 | 0.8 | 0.8 | 0.8 | 0.8 | 0.8 | 0.8 | 0.8 | 0.8 | 0.8 | 0.8 | 0.8 | 0.8 | 0.8 | 0.8 | 0.8 | 0.8 | 0.8 | 0.8 | 0.8 | 0.8 | 0.8 | 19.2 | 33 | 633.6 | 0.8
ND | hard coal ccs | Winter Peak | 0.8 | 0.8 | 0.8 | 0.8 | 0.8 | 0.8 | 0.8 | 0.8 | 0.8 | 0.8 | 0.8 | 0.8 | 0.8 | 0.8 | 0.8 | 0.8 | 0.8 | 0.8 | 0.8 | 0.8 | 0.8 | 0.8 | 0.8 | 0.8 | 19.2 | 25 | 480 | 0.8
ND | hard coal | Winter | 0.8313 | 0.8313 | 0.8313 | 0.8313 | 0.8313 | 0.8313 | 0.8313 | 0.8313 | 0.8313 | 0.8313 | 0.8313 | 0.8313 | 0.8313 | 0.8313 | 0.8313 | 0.8313 | 0.8313 | 0.8313 | 0.8313 | 0.8313 | 0.8313 | 0.8313 | 0.8313 | 0.8313 | 19.9512 | 93 | 1855.4616 | 0.8313
ND | hard coal | Spring | 0.8313 | 0.8313 | 0.8313 | 0.8313 | 0.8313 | 0.8313 | 0.8313 | 0.8313 | 0.8313 | 0.8313 | 0.8313 | 0.8313 | 0.8313 | 0.8313 | 0.8313 | 0.8313 | 0.8313 | 0.8313 | 0.8313 | 0.8313 | 0.8313 | 0.8313 | 0.8313 | 0.8313 | 19.9512 | 48 | 957.6576 | 0.8313
ND | hard coal | Summer | 0.8313 | 0.8313 | 0.8313 | 0.8313 | 0.8313 | 0.8313 | 0.8313 | 0.8313 | 0.8313 | 0.8313 | 0.8313 | 0.8313 | 0.8313 | 0.8313 | 0.8313 | 0.8313 | 0.8313 | 0.8313 | 0.8313 | 0.8313 | 0.8313 | 0.8313 | 0.8313 | 0.8313 | 19.9512 | 107 | 2134.7784 | 0.8313
ND | hard coal | Fall | 0.8313 | 0.8313 | 0.8313 | 0.8313 | 0.8313 | 0.8313 | 0.8313 | 0.8313 | 0.8313 | 0.8313 | 0.8313 | 0.8313 | 0.8313 | 0.8313 | 0.8313 | 0.8313 | 0.8313 | 0.8313 | 0.8313 | 0.8313 | 0.8313 | 0.8313 | 0.8313 | 0.8313 | 19.9512 | 59 | 1177.1208 | 0.8313
ND | hard coal | Summer Peak | 0.8313 | 0.8313 | 0.8313 | 0.8313 | 0.8313 | 0.8313 | 0.8313 | 0.8313 | 0.8313 | 0.8313 | 0.8313 | 0.8313 | 0.8313 | 0.8313 | 0.8313 | 0.8313 | 0.8313 | 0.8313 | 0.8313 | 0.8313 | 0.8313 | 0.8313 | 0.8313 | 0.8313 | 19.9512 | 33 | 658.3896 | 0.8313
ND | hard coal | Winter Peak | 0.8313 | 0.8313 | 0.8313 | 0.8313 | 0.8313 | 0.8313 | 0.8313 | 0.8313 | 0.8313 | 0.8313 | 0.8313 | 0.8313 | 0.8313 | 0.8313 | 0.8313 | 0.8313 | 0.8313 | 0.8313 | 0.8313 | 0.8313 | 0.8313 | 0.8313 | 0.8313 | 0.8313 | 19.9512 | 25 | 498.78 | 0.8313
ND | heavy or residual fuel oil | Winter | 0 | 0 | 0 | 0 | 0 | 0 | 0 | 0 | 0 | 0 | 0 | 0 | 0 | 0 | 0 | 0 | 0 | 0 | 0 | 0 | 0 | 0 | 0 | 0 | 0 | 93 | 0 | 0
ND | heavy or residual fuel oil | Spring | 0.018134 | 0.018134 | 0.018134 | 0.018134 | 0.018134 | 0.018134 | 0.018134 | 0.018134 | 0.018134 | 0.018134 | 0.018134 | 0.018134 | 0.018134 | 0.018134 | 0.018134 | 0.018134 | 0.054402 | 0.071826 | 0.071826 | 0.036268 | 0.018134 | 0.018134 | 0.018134 | 0.018134 | 0.597 | 48 | 28.6562 | 0.071826
ND | heavy or residual fuel oil | Summer | 0 | 0 | 0 | 0 | 0 | 0 | 0 | 0 | 0 | 0 | 0.11431 | 0.21019 | 0.32787 | 0.44529 | 0.49164 | 0.59788 | 0.62471 | 0.63751 | 0.596 | 0.40326 | 0.17184 | 0 | 0 | 0 | 4.6205 | 107 | 494.3928 | 0.63751
ND | heavy or residual fuel oil | Fall | 0 | 0 | 0 | 0 | 0 | 0 | 0 | 0 | 0 | 0 | 0 | 0 | 0 | 0 | 0 | 0 | 0.02735 | 0.02735 | 0 | 0 | 0 | 0 | 0 | 0 | 0.054699 | 59 | 3.2273 | 0.02735
ND | heavy or residual fuel oil | Summer Peak | 0 | 0 | 0 | 0 | 0 | 0 | 0 | 0 | 0 | 0 | 0 | 0 | 0 | 0 | 0 | 0 | 0 | 0 | 0 | 0 | 0 | 0 | 0 | 0 | 0 | 33 | 0 | 0
ND | heavy or residual fuel oil | Winter Peak | 0 | 0 | 0 | 0 | 0 | 0 | 0 | 0 | 0 | 0 | 0 | 0 | 0 | 0 | 0 | 0 | 0 | 0 | 0 | 0 | 0 | 0 | 0 | 0 | 0 | 25 | 0 | 0
ND | hydro | Winter | 0.24005 | 0.22957 | 0.23412 | 0.23407 | 0.26363 | 0.34876 | 0.38301 | 0.37616 | 0.35926 | 0.39309 | 0.47531 | 0.50353 | 0.44978 | 0.42751 | 0.43258 | 0.48297 | 0.48059 | 0.41038 | 0.52664 | 0.49253 | 0.4468 | 0.32883 | 0.24389 | 0.2384 | 9.0015 | 93 | 837.1351 | 0.52664
ND | hydro | Spring | 0.25985 | 0.24805 | 0.24805 | 0.24805 | 0.26497 | 0.28737 | 0.29905 | 0.34021 | 0.39162 | 0.47014 | 0.55435 | 0.56493 | 0.58834 | 0.63417 | 0.63845 | 0.77514 | 0.76673 | 0.68499 | 0.87178 | 0.85945 | 0.57502 | 0.43882 | 0.33721 | 0.27521 | 11.622 | 48 | 557.855 | 0.87178
ND | hydro | Summer | 0.24986 | 0.24108 | 0.24619 | 0.25073 | 0.26507 | 0.32 | 0.35028 | 0.40375 | 0.38462 | 0.45238 | 0.51184 | 0.50923 | 0.52052 | 0.50213 | 0.51582 | 0.64933 | 0.76458 | 0.67375 | 0.74657 | 0.74903 | 0.6542 | 0.49742 | 0.31493 | 0.27209 | 11.0454 | 107 | 1181.8593 | 0.76458
ND | hydro | Fall | 0.24093 | 0.24093 | 0.2344 | 0.23088 | 0.30349 | 0.34547 | 0.37612 | 0.39149 | 0.3389 | 0.42282 | 0.48216 | 0.54778 | 0.58504 | 0.57053 | 0.61919 | 0.75198 | 0.82934 | 0.6989 | 0.86535 | 0.76239 | 0.73601 | 0.51692 | 0.31345 | 0.2684 | 11.6728 | 59 | 688.6973 | 0.86535
ND | hydro | Summer Peak | 0.24452 | 0.24452 | 0.24452 | 0.24452 | 0.24452 | 0.24452 | 0.24452 | 0.26844 | 0.29235 | 0.39751 | 0.60351 | 0.72363 | 0.74741 | 0.78989 | 0.81992 | 0.83672 | 0.85347 | 0.78127 | 0.94553 | 0.85112 | 0.68764 | 0.36478 | 0.26844 | 0.24521 | 12.1885 | 33 | 402.2207 | 0.94553
ND | hydro | Winter Peak | 0.21682 | 0.21682 | 0.21682 | 0.21682 | 0.21682 | 0.41314 | 0.52967 | 0.6155 | 0.56436 | 0.54572 | 0.69077 | 0.63225 | 0.45665 | 0.41314 | 0.4459 | 0.79929 | 0.89275 | 0.76428 | 0.84071 | 0.86638 | 0.77139 | 0.60945 | 0.45148 | 0.33437 | 12.7213 | 25 | 318.0326 | 0.89275
ND | hydrogen combined cycle | Winter | 0.45865 | 0.44819 | 0.44487 | 0.4445 | 0.45206 | 0.47424 | 0.50064 | 0.50339 | 0.48016 | 0.46114 | 0.447 | 0.44111 | 0.43755 | 0.43145 | 0.43031 | 0.4417 | 0.47908 | 0.52601 | 0.55871 | 0.56646 | 0.55935 | 0.54348 | 0.51697 | 0.48448 | 11.5315 | 93 | 1072.429 | 0.56646
ND | hydrogen combined cycle | Spring | 0.4018 | 0.38171 | 0.37481 | 0.37479 | 0.3845 | 0.40516 | 0.40454 | 0.39208 | 0.38092 | 0.37798 | 0.38681 | 0.398 | 0.40854 | 0.41679 | 0.42485 | 0.43687 | 0.45933 | 0.49339 | 0.51597 | 0.53674 | 0.54157 | 0.52796 | 0.4906 | 0.4437 | 10.3595 | 48 | 497.2538 | 0.54157
ND | hydrogen combined cycle | Summer | 0.55841 | 0.52309 | 0.50376 | 0.49785 | 0.50016 | 0.50458 | 0.49333 | 0.49706 | 0.49929 | 0.519 | 0.55743 | 0.59573 | 0.62454 | 0.64292 | 0.65474 | 0.66469 | 0.67333 | 0.68359 | 0.69574 | 0.70548 | 0.70958 | 0.70318 | 0.65826 | 0.60216 | 14.2679 | 107 | 1526.6647 | 0.70958
ND | hydrogen combined cycle | Fall | 0.46462 | 0.44808 | 0.44107 | 0.43892 | 0.44465 | 0.46673 | 0.47697 | 0.45886 | 0.44734 | 0.43818 | 0.45132 | 0.47108 | 0.48802 | 0.50029 | 0.50941 | 0.52697 | 0.55901 | 0.58726 | 0.61844 | 0.62642 | 0.61673 | 0.58704 | 0.54154 | 0.49716 | 12.1061 | 59 | 714.2602 | 0.62642
ND | hydrogen combined cycle | Summer Peak | 0.62237 | 0.57958 | 0.55572 | 0.54335 | 0.54321 | 0.5464 | 0.52267 | 0.54909 | 0.5703 | 0.60986 | 0.65307 | 0.69385 | 0.70885 | 0.71531 | 0.7202 | 0.72399 | 0.72917 | 0.73322 | 0.74233 | 0.74633 | 0.75504 | 0.76735 | 0.74478 | 0.69408 | 15.7701 | 33 | 520.4147 | 0.76735
ND | hydrogen combined cycle | Winter Peak | 0.54818 | 0.53931 | 0.53635 | 0.53386 | 0.54071 | 0.56736 | 0.59978 | 0.59501 | 0.5637 | 0.52584 | 0.51109 | 0.49801 | 0.48768 | 0.46402 | 0.46104 | 0.48512 | 0.54116 | 0.58529 | 0.61709 | 0.62214 | 0.61767 | 0.61899 | 0.60235 | 0.56976 | 13.2315 | 25 | 330.7876 | 0.62214
ND | hydrogen ct | Winter | 0.0022535 | 0.0022535 | 0.0022535 | 0.0022535 | 0.0022535 | 0.0022535 | 0.0022535 | 0.0022535 | 0.0022535 | 0.0022535 | 0.0022535 | 0.0022535 | 0.0022535 | 0.0022535 | 0.0022535 | 0.0022535 | 0.0022535 | 0.0022535 | 0.0022535 | 0.0022535 | 0.0022535 | 0.0022535 | 0.0022535 | 0.0022535 | 0.054083 | 93 | 5.0297 | 0.0022535
ND | hydrogen ct | Spring | 0.64583 | 0.64583 | 0.64583 | 0.64583 | 0.64583 | 0.64583 | 0.64583 | 0.64583 | 0.64583 | 0.64583 | 0.64583 | 0.64583 | 0.64583 | 0.80468 | 0.86036 | 0.86036 | 1 | 1 | 1 | 1 | 0.73063 | 0.49593 | 0.49593 | 0.49593 | 17.1396 | 48 | 822.7032 | 1
ND | hydrogen ct | Summer | 0.23277 | 0.23277 | 0.23277 | 0.23277 | 0.23277 | 0.23277 | 0.23277 | 0.23277 | 0.23277 | 0.23277 | 0.23277 | 0.37652 | 0.39463 | 0.55708 | 0.64363 | 0.69559 | 0.8437 | 0.90634 | 0.70204 | 0.50555 | 0.40026 | 0.1788 | 0.1788 | 0.1788 | 9.1222 | 107 | 976.0736 | 0.90634
ND | hydrogen ct | Fall | 0.62619 | 0.62619 | 0.62619 | 0.62619 | 0.62619 | 0.62619 | 0.62619 | 0.62619 | 0.62619 | 0.62619 | 0.90355 | 1 | 1 | 1 | 1 | 1 | 1 | 1 | 1 | 1 | 1 | 0.82961 | 0.82961 | 0.82961 | 19.6543 | 59 | 1159.6044 | 1
ND | hydrogen ct | Summer Peak | 1 | 1 | 1 | 1 | 1 | 1 | 1 | 1 | 1 | 1 | 1 | 1 | 1 | 1 | 1 | 1 | 1 | 1 | 1 | 1 | 1 | 1 | 1 | 1 | 24 | 33 | 792 | 1
ND | hydrogen ct | Winter Peak | 0.0022535 | 0.0022535 | 0.0022535 | 0.0022535 | 0.0022535 | 0.0022535 | 0.0022535 | 0.0022535 | 0.0022535 | 0.0022535 | 0.0022535 | 0.0022535 | 0.0022535 | 0.0022535 | 0.0022535 | 0.0022535 | 0.0022535 | 0.0022535 | 0.0022535 | 0.0022535 | 0.0022535 | 0.0022535 | 0.0022535 | 0.0022535 | 0.054083 | 25 | 1.3521 | 0.0022535
ND | lignite ccs | Winter | 0.8 | 0.8 | 0.8 | 0.8 | 0.8 | 0.8 | 0.8 | 0.8 | 0.8 | 0.8 | 0.8 | 0.8 | 0.8 | 0.8 | 0.8 | 0.8 | 0.8 | 0.8 | 0.8 | 0.8 | 0.8 | 0.8 | 0.8 | 0.8 | 19.2 | 93 | 1785.6 | 0.8
ND | lignite ccs | Spring | 0.8 | 0.8 | 0.8 | 0.8 | 0.8 | 0.8 | 0.8 | 0.8 | 0.8 | 0.8 | 0.8 | 0.8 | 0.8 | 0.8 | 0.8 | 0.8 | 0.8 | 0.8 | 0.8 | 0.8 | 0.8 | 0.8 | 0.8 | 0.8 | 19.2 | 48 | 921.6 | 0.8
ND | lignite ccs | Summer | 0.8 | 0.8 | 0.8 | 0.8 | 0.8 | 0.8 | 0.8 | 0.8 | 0.8 | 0.8 | 0.8 | 0.8 | 0.8 | 0.8 | 0.8 | 0.8 | 0.8 | 0.8 | 0.8 | 0.8 | 0.8 | 0.8 | 0.8 | 0.8 | 19.2 | 107 | 2054.4 | 0.8
ND | lignite ccs | Fall | 0.8 | 0.8 | 0.8 | 0.8 | 0.8 | 0.8 | 0.8 | 0.8 | 0.8 | 0.8 | 0.8 | 0.8 | 0.8 | 0.8 | 0.8 | 0.8 | 0.8 | 0.8 | 0.8 | 0.8 | 0.8 | 0.8 | 0.8 | 0.8 | 19.2 | 59 | 1132.8 | 0.8
ND | lignite ccs | Summer Peak | 0.8 | 0.8 | 0.8 | 0.8 | 0.8 | 0.8 | 0.8 | 0.8 | 0.8 | 0.8 | 0.8 | 0.8 | 0.8 | 0.8 | 0.8 | 0.8 | 0.8 | 0.8 | 0.8 | 0.8 | 0.8 | 0.8 | 0.8 | 0.8 | 19.2 | 33 | 633.6 | 0.8
ND | lignite ccs | Winter Peak | 0.8 | 0.8 | 0.8 | 0.8 | 0.8 | 0.8 | 0.8 | 0.8 | 0.8 | 0.8 | 0.8 | 0.8 | 0.8 | 0.8 | 0.8 | 0.8 | 0.8 | 0.8 | 0.8 | 0.8 | 0.8 | 0.8 | 0.8 | 0.8 | 19.2 | 25 | 480 | 0.8
ND | lignite | Winter | 0.6175 | 0.6175 | 0.6175 | 0.6175 | 0.6175 | 0.6175 | 0.6175 | 0.6175 | 0.6175 | 0.6175 | 0.6175 | 0.6175 | 0.6175 | 0.6175 | 0.6175 | 0.6175 | 0.6175 | 0.6175 | 0.6175 | 0.6175 | 0.6175 | 0.6175 | 0.6175 | 0.6175 | 14.82 | 93 | 1378.26 | 0.6175
ND | lignite | Spring | 0.6175 | 0.6175 | 0.6175 | 0.6175 | 0.6175 | 0.6175 | 0.6175 | 0.6175 | 0.6175 | 0.6175 | 0.6175 | 0.6175 | 0.6175 | 0.6175 | 0.6175 | 0.6175 | 0.6175 | 0.6175 | 0.6175 | 0.6175 | 0.6175 | 0.6175 | 0.6175 | 0.6175 | 14.82 | 48 | 711.36 | 0.6175
ND | lignite | Summer | 0.6175 | 0.6175 | 0.6175 | 0.6175 | 0.6175 | 0.6175 | 0.6175 | 0.6175 | 0.6175 | 0.6175 | 0.6175 | 0.6175 | 0.6175 | 0.6175 | 0.6175 | 0.6175 | 0.6175 | 0.6175 | 0.6175 | 0.6175 | 0.6175 | 0.6175 | 0.6175 | 0.6175 | 14.82 | 107 | 1585.74 | 0.6175
ND | lignite | Fall | 0.6175 | 0.6175 | 0.6175 | 0.6175 | 0.6175 | 0.6175 | 0.6175 | 0.6175 | 0.6175 | 0.6175 | 0.6175 | 0.6175 | 0.6175 | 0.6175 | 0.6175 | 0.6175 | 0.6175 | 0.6175 | 0.6175 | 0.6175 | 0.6175 | 0.6175 | 0.6175 | 0.6175 | 14.82 | 59 | 874.38 | 0.6175
ND | lignite | Summer Peak | 0.6175 | 0.6175 | 0.6175 | 0.6175 | 0.6175 | 0.6175 | 0.6175 | 0.6175 | 0.6175 | 0.6175 | 0.6175 | 0.6175 | 0.6175 | 0.6175 | 0.6175 | 0.6175 | 0.6175 | 0.6175 | 0.6175 | 0.6175 | 0.6175 | 0.6175 | 0.6175 | 0.6175 | 14.82 | 33 | 489.06 | 0.6175
ND | lignite | Winter Peak | 0.6175 | 0.6175 | 0.6175 | 0.6175 | 0.6175 | 0.6175 | 0.6175 | 0.6175 | 0.6175 | 0.6175 | 0.6175 | 0.6175 | 0.6175 | 0.6175 | 0.6175 | 0.6175 | 0.6175 | 0.6175 | 0.6175 | 0.6175 | 0.6175 | 0.6175 | 0.6175 | 0.6175 | 14.82 | 25 | 370.5 | 0.6175
ND | municipal solid waste | Winter | 0.73037 | 0.72983 | 0.72954 | 0.7295 | 0.72962 | 0.72977 | 0.73147 | 0.73379 | 0.7335 | 0.73224 | 0.73089 | 0.73062 | 0.73097 | 0.73095 | 0.7311 | 0.73184 | 0.73743 | 0.73937 | 0.7404 | 0.74074 | 0.74056 | 0.73997 | 0.73901 | 0.73227 | 17.6058 | 93 | 1637.335 | 0.74074
ND | municipal solid waste | Spring | 0.72605 | 0.72515 | 0.72395 | 0.72304 | 0.72264 | 0.72277 | 0.72378 | 0.72547 | 0.7252 | 0.7163 | 0.71287 | 0.71254 | 0.71283 | 0.71367 | 0.71451 | 0.71581 | 0.72304 | 0.72699 | 0.7335 | 0.7402 | 0.74038 | 0.73995 | 0.73778 | 0.72852 | 17.3869 | 48 | 834.5734 | 0.74038
ND | municipal solid waste | Summer | 0.73483 | 0.73348 | 0.7329 | 0.73237 | 0.73237 | 0.73237 | 0.73276 | 0.73375 | 0.73352 | 0.73305 | 0.73519 | 0.7363 | 0.73712 | 0.73761 | 0.73814 | 0.73933 | 0.73997 | 0.74075 | 0.74154 | 0.74173 | 0.74177 | 0.74149 | 0.74041 | 0.73656 | 17.6793 | 107 | 1891.6856 | 0.74177
ND | municipal solid waste | Fall | 0.72781 | 0.72711 | 0.72618 | 0.72608 | 0.72616 | 0.72662 | 0.72809 | 0.72929 | 0.72919 | 0.73022 | 0.73039 | 0.73169 | 0.73223 | 0.73234 | 0.73288 | 0.73651 | 0.73965 | 0.74062 | 0.74118 | 0.7411 | 0.74098 | 0.73911 | 0.73586 | 0.7294 | 17.5807 | 59 | 1037.2618 | 0.74118
ND | municipal solid waste | Summer Peak | 0.73873 | 0.73873 | 0.73873 | 0.73873 | 0.73873 | 0.73873 | 0.73873 | 0.74006 | 0.74006 | 0.74056 | 0.74187 | 0.74187 | 0.74187 | 0.74187 | 0.74187 | 0.74187 | 0.74187 | 0.74187 | 0.74187 | 0.74187 | 0.74187 | 0.74187 | 0.74187 | 0.74138 | 17.7775 | 33 | 586.6576 | 0.74187
ND | municipal solid waste | Winter Peak | 0.74006 | 0.74006 | 0.74006 | 0.74006 | 0.74006 | 0.74006 | 0.74006 | 0.74006 | 0.74006 | 0.74006 | 0.74006 | 0.74006 | 0.74006 | 0.74006 | 0.74006 | 0.74006 | 0.74056 | 0.74187 | 0.74187 | 0.74187 | 0.74187 | 0.74187 | 0.74187 | 0.73044 | 17.7631 | 25 | 444.0786 | 0.74187
ND | natural gas peaker | Winter | 0.0022535 | 0.0022535 | 0.0022535 | 0.0022535 | 0.0022535 | 0.0022535 | 0.0022535 | 0.0022535 | 0.0022535 | 0.0022535 | 0.0022535 | 0.0022535 | 0.0022535 | 0.0022535 | 0.0022535 | 0.0022535 | 0.0022535 | 0.0022535 | 0.0022535 | 0.0022535 | 0.0022535 | 0.0022535 | 0.0022535 | 0.0022535 | 0.054083 | 93 | 5.0297 | 0.0022535
ND | natural gas peaker | Spring | 0.64583 | 0.64583 | 0.64583 | 0.64583 | 0.64583 | 0.64583 | 0.64583 | 0.64583 | 0.64583 | 0.64583 | 0.64583 | 0.64583 | 0.64583 | 0.80468 | 0.86036 | 0.86036 | 1 | 1 | 1 | 1 | 0.73063 | 0.49593 | 0.49593 | 0.49593 | 17.1396 | 48 | 822.7032 | 1
ND | natural gas peaker | Summer | 0.23277 | 0.23277 | 0.23277 | 0.23277 | 0.23277 | 0.23277 | 0.23277 | 0.23277 | 0.23277 | 0.23277 | 0.23277 | 0.37652 | 0.39463 | 0.55708 | 0.64363 | 0.69559 | 0.8437 | 0.90634 | 0.70204 | 0.50555 | 0.40026 | 0.1788 | 0.1788 | 0.1788 | 9.1222 | 107 | 976.0736 | 0.90634
ND | natural gas peaker | Fall | 0.62619 | 0.62619 | 0.62619 | 0.62619 | 0.62619 | 0.62619 | 0.62619 | 0.62619 | 0.62619 | 0.62619 | 0.90355 | 1 | 1 | 1 | 1 | 1 | 1 | 1 | 1 | 1 | 1 | 0.82961 | 0.82961 | 0.82961 | 19.6543 | 59 | 1159.6044 | 1
ND | natural gas peaker | Summer Peak | 1 | 1 | 1 | 1 | 1 | 1 | 1 | 1 | 1 | 1 | 1 | 1 | 1 | 1 | 1 | 1 | 1 | 1 | 1 | 1 | 1 | 1 | 1 | 1 | 24 | 33 | 792 | 1
ND | natural gas peaker | Winter Peak | 0.0022535 | 0.0022535 | 0.0022535 | 0.0022535 | 0.0022535 | 0.0022535 | 0.0022535 | 0.0022535 | 0.0022535 | 0.0022535 | 0.0022535 | 0.0022535 | 0.0022535 | 0.0022535 | 0.0022535 | 0.0022535 | 0.0022535 | 0.0022535 | 0.0022535 | 0.0022535 | 0.0022535 | 0.0022535 | 0.0022535 | 0.0022535 | 0.054083 | 25 | 1.3521 | 0.0022535
ND | nuclear | Winter | 0.909 | 0.909 | 0.909 | 0.909 | 0.909 | 0.909 | 0.909 | 0.909 | 0.909 | 0.909 | 0.909 | 0.909 | 0.909 | 0.909 | 0.909 | 0.909 | 0.909 | 0.909 | 0.909 | 0.909 | 0.909 | 0.909 | 0.909 | 0.909 | 21.816 | 93 | 2028.888 | 0.909
ND | nuclear | Spring | 0.909 | 0.909 | 0.909 | 0.909 | 0.909 | 0.909 | 0.909 | 0.909 | 0.909 | 0.909 | 0.909 | 0.909 | 0.909 | 0.909 | 0.909 | 0.909 | 0.909 | 0.909 | 0.909 | 0.909 | 0.909 | 0.909 | 0.909 | 0.909 | 21.816 | 48 | 1047.168 | 0.909
ND | nuclear | Summer | 0.909 | 0.909 | 0.909 | 0.909 | 0.909 | 0.909 | 0.909 | 0.909 | 0.909 | 0.909 | 0.909 | 0.909 | 0.909 | 0.909 | 0.909 | 0.909 | 0.909 | 0.909 | 0.909 | 0.909 | 0.909 | 0.909 | 0.909 | 0.909 | 21.816 | 107 | 2334.312 | 0.909
ND | nuclear | Fall | 0.909 | 0.909 | 0.909 | 0.909 | 0.909 | 0.909 | 0.909 | 0.909 | 0.909 | 0.909 | 0.909 | 0.909 | 0.909 | 0.909 | 0.909 | 0.909 | 0.909 | 0.909 | 0.909 | 0.909 | 0.909 | 0.909 | 0.909 | 0.909 | 21.816 | 59 | 1287.144 | 0.909
ND | nuclear | Summer Peak | 0.909 | 0.909 | 0.909 | 0.909 | 0.909 | 0.909 | 0.909 | 0.909 | 0.909 | 0.909 | 0.909 | 0.909 | 0.909 | 0.909 | 0.909 | 0.909 | 0.909 | 0.909 | 0.909 | 0.909 | 0.909 | 0.909 | 0.909 | 0.909 | 21.816 | 33 | 719.928 | 0.909
ND | nuclear | Winter Peak | 0.909 | 0.909 | 0.909 | 0.909 | 0.909 | 0.909 | 0.909 | 0.909 | 0.909 | 0.909 | 0.909 | 0.909 | 0.909 | 0.909 | 0.909 | 0.909 | 0.909 | 0.909 | 0.909 | 0.909 | 0.909 | 0.909 | 0.909 | 0.909 | 21.816 | 25 | 545.4 | 0.909
ND | offshore wind | Winter | 0.47544 | 0.47398 | 0.47368 | 0.47293 | 0.47398 | 0.47723 | 0.48563 | 0.49135 | 0.49277 | 0.47736 | 0.45677 | 0.43855 | 0.4269 | 0.42527 | 0.4274 | 0.43576 | 0.45618 | 0.47924 | 0.48843 | 0.49536 | 0.49419 | 0.49198 | 0.48734 | 0.4751 | 11.2728 | 93 | 1048.3749 | 0.49536
ND | offshore wind | Spring | 0.44472 | 0.43504 | 0.43018 | 0.42314 | 0.4119 | 0.39669 | 0.38665 | 0.37127 | 0.3456 | 0.32681 | 0.31325 | 0.30347 | 0.30782 | 0.31905 | 0.3249 | 0.33608 | 0.35787 | 0.38535 | 0.40885 | 0.43556 | 0.4543 | 0.45487 | 0.45932 | 0.45564 | 9.2883 | 48 | 445.8385 | 0.45932
ND | offshore wind | Summer | 0.29885 | 0.30044 | 0.30493 | 0.29995 | 0.29108 | 0.27915 | 0.26103 | 0.23946 | 0.21916 | 0.19847 | 0.18878 | 0.18785 | 0.17761 | 0.17422 | 0.17991 | 0.19201 | 0.21325 | 0.23043 | 0.24516 | 0.26979 | 0.2671 | 0.26689 | 0.2723 | 0.28106 | 5.8389 | 107 | 624.7582 | 0.30493
ND | offshore wind | Fall | 0.39945 | 0.40031 | 0.39867 | 0.39313 | 0.39477 | 0.39571 | 0.40203 | 0.40656 | 0.40312 | 0.39165 | 0.37299 | 0.36042 | 0.35176 | 0.34653 | 0.3498 | 0.3612 | 0.374 | 0.39329 | 0.40898 | 0.43052 | 0.45652 | 0.45589 | 0.44863 | 0.43021 | 9.5262 | 59 | 562.0429 | 0.45652
ND | offshore wind | Summer Peak | 0.11333 | 0.13143 | 0.14095 | 0.13524 | 0.13524 | 0.14286 | 0.14 | 0.12857 | 0.12 | 0.12762 | 0.16476 | 0.17524 | 0.21143 | 0.23048 | 0.23333 | 0.25429 | 0.26286 | 0.20571 | 0.18571 | 0.18667 | 0.18667 | 0.17905 | 0.1819 | 0.18286 | 4.1562 | 33 | 137.1543 | 0.26286
ND | offshore wind | Winter Peak | 0.26587 | 0.21905 | 0.19206 | 0.17857 | 0.16905 | 0.16667 | 0.1627 | 0.16587 | 0.16429 | 0.14683 | 0.13175 | 0.1246 | 0.12222 | 0.12778 | 0.14048 | 0.15159 | 0.1627 | 0.17937 | 0.19683 | 0.20556 | 0.21429 | 0.22063 | 0.22222 | 0.21746 | 4.2484 | 25 | 106.2103 | 0.26587
ND | onshore wind | Winter | 0.56043 | 0.5651 | 0.57425 | 0.5909 | 0.61447 | 0.64187 | 0.64603 | 0.62406 | 0.60894 | 0.59908 | 0.59316 | 0.59286 | 0.5977 | 0.59694 | 0.6011 | 0.61636 | 0.62806 | 0.62446 | 0.63102 | 0.63653 | 0.629 | 0.60011 | 0.5711 | 0.54301 | 14.4866 | 93 | 1347.2493 | 0.64603
ND | onshore wind | Spring | 0.5711 | 0.56976 | 0.5477 | 0.54595 | 0.57124 | 0.56244 | 0.47931 | 0.38704 | 0.31078 | 0.28378 | 0.26926 | 0.26508 | 0.26507 | 0.26937 | 0.27546 | 0.27839 | 0.29208 | 0.31014 | 0.36237 | 0.42771 | 0.4672 | 0.47682 | 0.47198 | 0.45127 | 9.7113 | 48 | 466.143 | 0.57124
ND | onshore wind | Summer | 0.39262 | 0.38814 | 0.39307 | 0.39676 | 0.40524 | 0.40026 | 0.37575 | 0.34598 | 0.3136 | 0.2812 | 0.26289 | 0.25818 | 0.26198 | 0.26737 | 0.28027 | 0.30517 | 0.33423 | 0.36531 | 0.39807 | 0.43115 | 0.45262 | 0.46617 | 0.46975 | 0.46815 | 8.714 | 107 | 932.3941 | 0.46975
ND | onshore wind | Fall | 0.27347 | 0.25786 | 0.24477 | 0.23732 | 0.23345 | 0.22852 | 0.20596 | 0.16943 | 0.14243 | 0.12141 | 0.11034 | 0.10533 | 0.10505 | 0.10714 | 0.11282 | 0.12429 | 0.14402 | 0.15928 | 0.18168 | 0.21512 | 0.22628 | 0.23163 | 0.2336 | 0.24386 | 4.4151 | 59 | 260.4897 | 0.27347
ND | onshore wind | Summer Peak | 0.2237 | 0.21157 | 0.20754 | 0.21309 | 0.21679 | 0.18663 | 0.1306 | 0.078036 | 0.065698 | 0.065123 | 0.067371 | 0.071399 | 0.078708 | 0.08589 | 0.1008 | 0.11124 | 0.12697 | 0.14999 | 0.19552 | 0.28306 | 0.34222 | 0.35606 | 0.3647 | 0.36267 | 4.2954 | 33 | 141.7469 | 0.3647
ND | onshore wind | Winter Peak | 0.2819 | 0.26809 | 0.25638 | 0.24849 | 0.23942 | 0.23205 | 0.22386 | 0.21263 | 0.18526 | 0.14093 | 0.10767 | 0.08731 | 0.078867 | 0.0787 | 0.090226 | 0.1176 | 0.16138 | 0.20003 | 0.22442 | 0.23571 | 0.23931 | 0.23839 | 0.23611 | 0.21835 | 4.6031 | 25 | 115.077 | 0.2819
ND | petroleum | Winter | 0.0022535 | 0.0022535 | 0.0022535 | 0.0022535 | 0.0022535 | 0.0022535 | 0.0022535 | 0.0022535 | 0.0022535 | 0.0022535 | 0.0022535 | 0.0022535 | 0.0022535 | 0.0022535 | 0.0022535 | 0.0022535 | 0.0022535 | 0.0022535 | 0.0022535 | 0.0022535 | 0.0022535 | 0.0022535 | 0.0022535 | 0.0022535 | 0.054083 | 93 | 5.0297 | 0.0022535
ND | petroleum | Spring | 0.64583 | 0.64583 | 0.64583 | 0.64583 | 0.64583 | 0.64583 | 0.64583 | 0.64583 | 0.64583 | 0.64583 | 0.64583 | 0.64583 | 0.64583 | 0.80468 | 0.86036 | 0.86036 | 1 | 1 | 1 | 1 | 0.73063 | 0.49593 | 0.49593 | 0.49593 | 17.1396 | 48 | 822.7032 | 1
ND | petroleum | Summer | 0.23277 | 0.23277 | 0.23277 | 0.23277 | 0.23277 | 0.23277 | 0.23277 | 0.23277 | 0.23277 | 0.23277 | 0.23277 | 0.37652 | 0.39463 | 0.55708 | 0.64363 | 0.69559 | 0.8437 | 0.90634 | 0.70204 | 0.50555 | 0.40026 | 0.1788 | 0.1788 | 0.1788 | 9.1222 | 107 | 976.0736 | 0.90634
ND | petroleum | Fall | 0.62619 | 0.62619 | 0.62619 | 0.62619 | 0.62619 | 0.62619 | 0.62619 | 0.62619 | 0.62619 | 0.62619 | 0.90355 | 1 | 1 | 1 | 1 | 1 | 1 | 1 | 1 | 1 | 1 | 0.82961 | 0.82961 | 0.82961 | 19.6543 | 59 | 1159.6044 | 1
ND | petroleum | Summer Peak | 1 | 1 | 1 | 1 | 1 | 1 | 1 | 1 | 1 | 1 | 1 | 1 | 1 | 1 | 1 | 1 | 1 | 1 | 1 | 1 | 1 | 1 | 1 | 1 | 24 | 33 | 792 | 1
ND | petroleum | Winter Peak | 0.0022535 | 0.0022535 | 0.0022535 | 0.0022535 | 0.0022535 | 0.0022535 | 0.0022535 | 0.0022535 | 0.0022535 | 0.0022535 | 0.0022535 | 0.0022535 | 0.0022535 | 0.0022535 | 0.0022535 | 0.0022535 | 0.0022535 | 0.0022535 | 0.0022535 | 0.0022535 | 0.0022535 | 0.0022535 | 0.0022535 | 0.0022535 | 0.054083 | 25 | 1.3521 | 0.0022535
ND | pumped hydro | Winter | 0.050786 | 0.031782 | 0.011015 | 0.0036035 | 0.0015851 | 0.005556 | 0.040084 | 0.033931 | 0.015151 | 0.0089085 | 0.0017651 | 0.0025064 | 0.0017282 | 0.0011129 | 0.0006206 | 0.00067935 | 0.0057153 | 0.12696 | 0.27549 | 0.26941 | 0.19322 | 0.12361 | 0.087958 | 0.059443 | 1.3526 | 93 | 125.7938 | 0.27549
ND | pumped hydro | Spring | 0.13406 | 0.089046 | 0.043601 | 0.027674 | 0.022308 | 0.021574 | 0.03002 | 0.021769 | 0.01624 | 0.0019417 | 0.0019339 | 0.0016268 | 0.0017358 | 0.0033852 | 0.0067275 | 0.010701 | 0.041979 | 0.14699 | 0.34078 | 0.37694 | 0.3594 | 0.20445 | 0.15713 | 0.1425 | 2.2045 | 48 | 105.8164 | 0.37694
ND | pumped hydro | Summer | 0.088023 | 0.039339 | 0.016514 | 0.0093124 | 0.0054294 | 0.0038308 | 0.0031176 | 0.0012654 | 0.00015248 | 2.3472e-05 | 0.00083549 | 0.022595 | 0.10315 | 0.18902 | 0.2678 | 0.35551 | 0.45477 | 0.53128 | 0.58425 | 0.58312 | 0.54844 | 0.32976 | 0.16117 | 0.12689 | 4.4256 | 107 | 473.5394 | 0.58425
ND | pumped hydro | Fall | 0.087977 | 0.062359 | 0.024155 | 0.0062008 | 0.0025893 | 0.0017164 | 0.0023704 | 0.0063496 | 0.0078345 | 0.00033795 | 0.00071655 | 0.00089718 | 0.0046131 | 0.012083 | 0.021131 | 0.03584 | 0.098139 | 0.31041 | 0.39754 | 0.41951 | 0.24537 | 0.15513 | 0.1382 | 0.11573 | 2.1572 | 59 | 127.2749 | 0.41951
ND | pumped hydro | Summer Peak | 0.13154 | 0.040447 | 0 | 0 | 0 | 0 | 0 | 0 | 0 | 0.00043189 | 0.0018473 | 0.083516 | 0.34412 | 0.45311 | 0.54917 | 0.60615 | 0.63472 | 0.64234 | 0.639 | 0.63262 | 0.72697 | 0.67088 | 0.19429 | 0.14993 | 6.5011 | 33 | 214.5355 | 0.72697
ND | pumped hydro | Winter Peak | 0.0047638 | 0.0026573 | 0.0018473 | 0.0018473 | 0 | 0.094888 | 0.19155 | 0.14615 | 0.0043146 | 0.012964 | 0.003345 | 0.0052486 | 0.0036945 | 0 | 0 | 0 | 0.0048896 | 0.20752 | 0.3746 | 0.38504 | 0.33367 | 0.19894 | 0.069298 | 0.020111 | 2.0674 | 25 | 51.6839 | 0.38504
ND | smr | Winter | 0.9 | 0.9 | 0.9 | 0.9 | 0.9 | 0.9 | 0.9 | 0.9 | 0.9 | 0.9 | 0.9 | 0.9 | 0.9 | 0.9 | 0.9 | 0.9 | 0.9 | 0.9 | 0.9 | 0.9 | 0.9 | 0.9 | 0.9 | 0.9 | 21.6 | 93 | 2008.8 | 0.9
ND | smr | Spring | 0.9 | 0.9 | 0.9 | 0.9 | 0.9 | 0.9 | 0.9 | 0.9 | 0.9 | 0.9 | 0.9 | 0.9 | 0.9 | 0.9 | 0.9 | 0.9 | 0.9 | 0.9 | 0.9 | 0.9 | 0.9 | 0.9 | 0.9 | 0.9 | 21.6 | 48 | 1036.8 | 0.9
ND | smr | Summer | 0.9 | 0.9 | 0.9 | 0.9 | 0.9 | 0.9 | 0.9 | 0.9 | 0.9 | 0.9 | 0.9 | 0.9 | 0.9 | 0.9 | 0.9 | 0.9 | 0.9 | 0.9 | 0.9 | 0.9 | 0.9 | 0.9 | 0.9 | 0.9 | 21.6 | 107 | 2311.2 | 0.9
ND | smr | Fall | 0.9 | 0.9 | 0.9 | 0.9 | 0.9 | 0.9 | 0.9 | 0.9 | 0.9 | 0.9 | 0.9 | 0.9 | 0.9 | 0.9 | 0.9 | 0.9 | 0.9 | 0.9 | 0.9 | 0.9 | 0.9 | 0.9 | 0.9 | 0.9 | 21.6 | 59 | 1274.4 | 0.9
ND | smr | Summer Peak | 0.9 | 0.9 | 0.9 | 0.9 | 0.9 | 0.9 | 0.9 | 0.9 | 0.9 | 0.9 | 0.9 | 0.9 | 0.9 | 0.9 | 0.9 | 0.9 | 0.9 | 0.9 | 0.9 | 0.9 | 0.9 | 0.9 | 0.9 | 0.9 | 21.6 | 33 | 712.8 | 0.9
ND | smr | Winter Peak | 0.9 | 0.9 | 0.9 | 0.9 | 0.9 | 0.9 | 0.9 | 0.9 | 0.9 | 0.9 | 0.9 | 0.9 | 0.9 | 0.9 | 0.9 | 0.9 | 0.9 | 0.9 | 0.9 | 0.9 | 0.9 | 0.9 | 0.9 | 0.9 | 21.6 | 25 | 540 | 0.9
ND | solar pv dist | Winter | 0 | 0 | 0 | 2.6162e-05 | 0.000484 | 0.0024854 | 0.11132 | 0.20036 | 0.25657 | 0.27211 | 0.27245 | 0.27517 | 0.2855 | 0.42511 | 0.38465 | 0.26963 | 0.15098 | 0.065667 | 0.009837 | 0.00014389 | 0 | 0 | 0 | 0 | 2.9825 | 93 | 277.3735 | 0.42511
ND | solar pv dist | Spring | 0 | 0 | 0 | 0.00012672 | 0.0022557 | 0.0093775 | 0.24402 | 0.35533 | 0.41441 | 0.42597 | 0.41276 | 0.41066 | 0.42285 | 0.60366 | 0.58549 | 0.49741 | 0.32641 | 0.18773 | 0.038473 | 0.0011659 | 0 | 0 | 0 | 0 | 4.9381 | 48 | 237.0292 | 0.60366
ND | solar pv dist | Summer | 0 | 0 | 0 | 7.9587e-05 | 0.0014553 | 0.0051277 | 0.13688 | 0.22564 | 0.29826 | 0.32277 | 0.32552 | 0.32829 | 0.34141 | 0.51646 | 0.4717 | 0.32079 | 0.18308 | 0.12339 | 0.022967 | 0.00042067 | 0 | 0 | 0 | 0 | 3.6242 | 107 | 387.7944 | 0.51646
ND | solar pv dist | Fall | 0 | 0 | 0 | 6.1858e-05 | 0.0013403 | 0.0061446 | 0.17364 | 0.26246 | 0.3255 | 0.34593 | 0.34698 | 0.34296 | 0.34702 | 0.52355 | 0.48769 | 0.3894 | 0.24298 | 0.1543 | 0.024393 | 0.00086602 | 0 | 0 | 0 | 0 | 3.9752 | 59 | 234.5377 | 0.52355
ND | solar pv dist | Summer Peak | 0 | 0 | 0 | 0.00022119 | 0.0045344 | 0.018506 | 0.34845 | 0.42402 | 0.43519 | 0.43468 | 0.44087 | 0.42915 | 0.43158 | 0.56979 | 0.55036 | 0.52621 | 0.436 | 0.27527 | 0.068348 | 0.0017327 | 0 | 0 | 0 | 0 | 5.3949 | 33 | 178.0316 | 0.56979
ND | solar pv dist | Winter Peak | 0 | 0 | 0 | 0 | 0 | 0 | 0.0039416 | 0.041071 | 0.11796 | 0.16287 | 0.16861 | 0.17582 | 0.18934 | 0.38097 | 0.29027 | 0.11835 | 0.012311 | 0 | 0 | 0 | 0 | 0 | 0 | 0 | 1.6615 | 25 | 41.5377 | 0.38097
ND | solar pv | Winter | 0 | 0 | 0 | 0 | 0 | 0 | 0 | 0.0014424 | 0.069833 | 0.25946 | 0.34987 | 0.34061 | 0.33441 | 0.3489 | 0.36504 | 0.34905 | 0.19409 | 0.032034 | 0 | 0 | 0 | 0 | 0 | 0 | 2.6447 | 93 | 245.9609 | 0.36504
ND | solar pv | Spring | 0 | 0 | 0 | 0 | 0 | 0.0039503 | 0.086576 | 0.26921 | 0.4442 | 0.54329 | 0.57352 | 0.58776 | 0.59218 | 0.59342 | 0.58886 | 0.57862 | 0.53065 | 0.40361 | 0.17421 | 0.023232 | 0 | 0 | 0 | 0 | 5.9933 | 48 | 287.6781 | 0.59342
ND | solar pv | Summer | 0 | 0 | 0 | 0 | 0 | 0.013585 | 0.18161 | 0.42057 | 0.54922 | 0.61905 | 0.65301 | 0.6633 | 0.6688 | 0.67096 | 0.66823 | 0.66581 | 0.6378 | 0.55202 | 0.35861 | 0.10805 | 7.7906e-06 | 0 | 0 | 0 | 7.4306 | 107 | 795.0762 | 0.67096
ND | solar pv | Fall | 0 | 0 | 0 | 0 | 0 | 0 | 0.0068218 | 0.15255 | 0.41013 | 0.51925 | 0.53578 | 0.52361 | 0.5165 | 0.52003 | 0.5321 | 0.52745 | 0.43417 | 0.21703 | 0.032733 | 0 | 0 | 0 | 0 | 0 | 4.9282 | 59 | 290.7612 | 0.53578
ND | solar pv | Summer Peak | 0 | 0 | 0 | 0 | 0 | 0.012959 | 0.21297 | 0.46639 | 0.59269 | 0.71829 | 0.73194 | 0.73196 | 0.72286 | 0.71337 | 0.72836 | 0.72629 | 0.68983 | 0.6029 | 0.39498 | 0.13197 | 0 | 0 | 0 | 0 | 8.1778 | 33 | 269.866 | 0.73196
ND | solar pv | Winter Peak | 0 | 0 | 0 | 0 | 0 | 0 | 0 | 0.0006597 | 0.11044 | 0.39166 | 0.47192 | 0.42869 | 0.39782 | 0.40531 | 0.42303 | 0.41471 | 0.2768 | 0.050368 | 0 | 0 | 0 | 0 | 0 | 0 | 3.3714 | 25 | 84.2855 | 0.47192
ND | solar thermal | Winter | 0 | 0 | 0 | 0 | 0 | 0 | 0 | 0 | 0 | 0.08597 | 0.37963 | 0.49887 | 0.49723 | 0.48344 | 0.47116 | 0.48279 | 0.49202 | 0.44649 | 0.21282 | 0.015243 | 0 | 0 | 0 | 0 | 4.0657 | 93 | 378.1069 | 0.49887
ND | solar thermal | Spring | 0 | 0 | 0 | 0 | 0 | 0 | 0 | 0.0076376 | 0.18687 | 0.48014 | 0.63047 | 0.67382 | 0.67706 | 0.67418 | 0.66674 | 0.6665 | 0.66683 | 0.64842 | 0.56803 | 0.30656 | 0.039289 | 0 | 0 | 0 | 6.8926 | 48 | 330.843 | 0.67706
ND | solar thermal | Summer | 0 | 0 | 0 | 0 | 0 | 0 | 0 | 0.024165 | 0.27576 | 0.51489 | 0.59949 | 0.63012 | 0.63917 | 0.63842 | 0.63267 | 0.62353 | 0.61338 | 0.59439 | 0.54207 | 0.40006 | 0.11962 | 2.6056e-06 | 0 | 0 | 6.8477 | 107 | 732.7064 | 0.63917
ND | solar thermal | Fall | 0 | 0 | 0 | 0 | 0 | 0 | 0 | 0 | 0.054994 | 0.36422 | 0.55217 | 0.58569 | 0.57826 | 0.56812 | 0.56341 | 0.56827 | 0.56955 | 0.52878 | 0.35579 | 0.077412 | 3.2207e-05 | 0 | 0 | 0 | 5.3667 | 59 | 316.635 | 0.58569
ND | solar thermal | Summer Peak | 0 | 0 | 0 | 0 | 0 | 0 | 0 | 0.027732 | 0.38084 | 0.62249 | 0.69231 | 0.71807 | 0.7248 | 0.72465 | 0.72329 | 0.72571 | 0.72389 | 0.71218 | 0.67311 | 0.55977 | 0.22117 | 0 | 0 | 0 | 8.23 | 33 | 271.5904 | 0.72571
ND | solar thermal | Winter Peak | 0 | 0 | 0 | 0 | 0 | 0 | 0 | 0 | 0 | 0.0026447 | 0.27588 | 0.35613 | 0.39021 | 0.41121 | 0.42512 | 0.48557 | 0.52766 | 0.49305 | 0.19344 | 0 | 0 | 0 | 0 | 0 | 3.5609 | 25 | 89.0226 | 0.52766
ND | natural gas steam turbine | Winter | 0.1815 | 0.1815 | 0.1815 | 0.1815 | 0.1815 | 0.1815 | 0.1815 | 0.1815 | 0.1815 | 0.1815 | 0.1815 | 0.1815 | 0.1815 | 0.1815 | 0.1815 | 0.1815 | 0.1815 | 0.1815 | 0.1815 | 0.1815 | 0.1815 | 0.1815 | 0.1815 | 0.1815 | 4.356 | 93 | 405.108 | 0.1815
ND | natural gas steam turbine | Spring | 0.1815 | 0.1815 | 0.1815 | 0.1815 | 0.1815 | 0.1815 | 0.1815 | 0.1815 | 0.1815 | 0.1815 | 0.1815 | 0.1815 | 0.1815 | 0.1815 | 0.1815 | 0.1815 | 0.1815 | 0.1815 | 0.1815 | 0.1815 | 0.1815 | 0.1815 | 0.1815 | 0.1815 | 4.356 | 48 | 209.088 | 0.1815
ND | natural gas steam turbine | Summer | 0.1815 | 0.1815 | 0.1815 | 0.1815 | 0.1815 | 0.1815 | 0.1815 | 0.1815 | 0.1815 | 0.1815 | 0.1815 | 0.1815 | 0.1815 | 0.1815 | 0.1815 | 0.1815 | 0.1815 | 0.1815 | 0.1815 | 0.1815 | 0.1815 | 0.1815 | 0.1815 | 0.1815 | 4.356 | 107 | 466.092 | 0.1815
ND | natural gas steam turbine | Fall | 0.1815 | 0.1815 | 0.1815 | 0.1815 | 0.1815 | 0.1815 | 0.1815 | 0.1815 | 0.1815 | 0.1815 | 0.1815 | 0.1815 | 0.1815 | 0.1815 | 0.1815 | 0.1815 | 0.1815 | 0.1815 | 0.1815 | 0.1815 | 0.1815 | 0.1815 | 0.1815 | 0.1815 | 4.356 | 59 | 257.004 | 0.1815
ND | natural gas steam turbine | Summer Peak | 0.1815 | 0.1815 | 0.1815 | 0.1815 | 0.1815 | 0.1815 | 0.1815 | 0.1815 | 0.1815 | 0.1815 | 0.1815 | 0.1815 | 0.1815 | 0.1815 | 0.1815 | 0.1815 | 0.1815 | 0.1815 | 0.1815 | 0.1815 | 0.1815 | 0.1815 | 0.1815 | 0.1815 | 4.356 | 33 | 143.748 | 0.1815
ND | natural gas steam turbine | Winter Peak | 0.1815 | 0.1815 | 0.1815 | 0.1815 | 0.1815 | 0.1815 | 0.1815 | 0.1815 | 0.1815 | 0.1815 | 0.1815 | 0.1815 | 0.1815 | 0.1815 | 0.1815 | 0.1815 | 0.1815 | 0.1815 | 0.1815 | 0.1815 | 0.1815 | 0.1815 | 0.1815 | 0.1815 | 4.356 | 25 | 108.9 | 0.1815
NE | biomass ccs | Winter | 0.8 | 0.8 | 0.8 | 0.8 | 0.8 | 0.8 | 0.8 | 0.8 | 0.8 | 0.8 | 0.8 | 0.8 | 0.8 | 0.8 | 0.8 | 0.8 | 0.8 | 0.8 | 0.8 | 0.8 | 0.8 | 0.8 | 0.8 | 0.8 | 19.2 | 87 | 1670.4 | 0.8
NE | biomass ccs | Spring | 0.8 | 0.8 | 0.8 | 0.8 | 0.8 | 0.8 | 0.8 | 0.8 | 0.8 | 0.8 | 0.8 | 0.8 | 0.8 | 0.8 | 0.8 | 0.8 | 0.8 | 0.8 | 0.8 | 0.8 | 0.8 | 0.8 | 0.8 | 0.8 | 19.2 | 111 | 2131.2 | 0.8
NE | biomass ccs | Summer | 0.8 | 0.8 | 0.8 | 0.8 | 0.8 | 0.8 | 0.8 | 0.8 | 0.8 | 0.8 | 0.8 | 0.8 | 0.8 | 0.8 | 0.8 | 0.8 | 0.8 | 0.8 | 0.8 | 0.8 | 0.8 | 0.8 | 0.8 | 0.8 | 19.2 | 81 | 1555.2 | 0.8
NE | biomass ccs | Fall | 0.8 | 0.8 | 0.8 | 0.8 | 0.8 | 0.8 | 0.8 | 0.8 | 0.8 | 0.8 | 0.8 | 0.8 | 0.8 | 0.8 | 0.8 | 0.8 | 0.8 | 0.8 | 0.8 | 0.8 | 0.8 | 0.8 | 0.8 | 0.8 | 19.2 | 55 | 1056 | 0.8
NE | biomass ccs | Summer Peak | 0.8 | 0.8 | 0.8 | 0.8 | 0.8 | 0.8 | 0.8 | 0.8 | 0.8 | 0.8 | 0.8 | 0.8 | 0.8 | 0.8 | 0.8 | 0.8 | 0.8 | 0.8 | 0.8 | 0.8 | 0.8 | 0.8 | 0.8 | 0.8 | 19.2 | 15 | 288 | 0.8
NE | biomass ccs | Winter Peak | 0.8 | 0.8 | 0.8 | 0.8 | 0.8 | 0.8 | 0.8 | 0.8 | 0.8 | 0.8 | 0.8 | 0.8 | 0.8 | 0.8 | 0.8 | 0.8 | 0.8 | 0.8 | 0.8 | 0.8 | 0.8 | 0.8 | 0.8 | 0.8 | 19.2 | 16 | 307.2 | 0.8
NE | biomass | Winter | 0.34045 | 0.33086 | 0.32046 | 0.3242 | 0.32794 | 0.36794 | 0.46209 | 0.49249 | 0.51916 | 0.50209 | 0.50209 | 0.49834 | 0.50127 | 0.5146 | 0.5146 | 0.52501 | 0.54501 | 0.55167 | 0.54208 | 0.52127 | 0.43086 | 0.3842 | 0.26712 | 0.23005 | 10.5158 | 87 | 914.8778 | 0.55167
NE | biomass | Spring | 0.47291 | 0.46998 | 0.46998 | 0.48171 | 0.50032 | 0.51599 | 0.54569 | 0.55844 | 0.56953 | 0.56953 | 0.57182 | 0.57704 | 0.57704 | 0.57998 | 0.57998 | 0.57998 | 0.57998 | 0.57704 | 0.57475 | 0.56659 | 0.54441 | 0.53918 | 0.50426 | 0.47878 | 12.9849 | 111 | 1441.3237 | 0.57998
NE | biomass | Summer | 0.35939 | 0.35223 | 0.35223 | 0.35135 | 0.36391 | 0.41579 | 0.47483 | 0.49317 | 0.51378 | 0.53212 | 0.52496 | 0.53124 | 0.53438 | 0.5384 | 0.54644 | 0.54958 | 0.56076 | 0.56478 | 0.56566 | 0.55448 | 0.5281 | 0.52408 | 0.47308 | 0.4516 | 11.6563 | 81 | 944.1615 | 0.56566
NE | biomass | Fall | 0.55297 | 0.55297 | 0.55759 | 0.57406 | 0.57998 | 0.57998 | 0.57998 | 0.57998 | 0.57998 | 0.57998 | 0.57998 | 0.57998 | 0.57998 | 0.57998 | 0.57998 | 0.57998 | 0.57998 | 0.57998 | 0.57998 | 0.57998 | 0.57998 | 0.57998 | 0.57998 | 0.57998 | 13.8371 | 55 | 761.0415 | 0.57998
NE | biomass | Summer Peak | 0.57998 | 0.57998 | 0.57998 | 0.57998 | 0.57998 | 0.57998 | 0.57998 | 0.57998 | 0.57998 | 0.57998 | 0.57998 | 0.57998 | 0.57998 | 0.57998 | 0.57998 | 0.57998 | 0.57998 | 0.57998 | 0.57998 | 0.57998 | 0.57998 | 0.57998 | 0.57998 | 0.57998 | 13.9194 | 15 | 208.7916 | 0.57998
NE | biomass | Winter Peak | 0.35803 | 0.34214 | 0.34214 | 0.34214 | 0.35803 | 0.39428 | 0.52338 | 0.54373 | 0.54373 | 0.57998 | 0.57998 | 0.57998 | 0.57998 | 0.57998 | 0.57998 | 0.57998 | 0.57998 | 0.57998 | 0.57998 | 0.57998 | 0.57998 | 0.57998 | 0.57998 | 0.57998 | 12.4472 | 16 | 199.1559 | 0.57998
NE | natural gas combined cycle ccs | Winter | 0.8 | 0.8 | 0.8 | 0.8 | 0.8 | 0.8 | 0.8 | 0.8 | 0.8 | 0.8 | 0.8 | 0.8 | 0.8 | 0.8 | 0.8 | 0.8 | 0.8 | 0.8 | 0.8 | 0.8 | 0.8 | 0.8 | 0.8 | 0.8 | 19.2 | 87 | 1670.4 | 0.8
NE | natural gas combined cycle ccs | Spring | 0.8 | 0.8 | 0.8 | 0.8 | 0.8 | 0.8 | 0.8 | 0.8 | 0.8 | 0.8 | 0.8 | 0.8 | 0.8 | 0.8 | 0.8 | 0.8 | 0.8 | 0.8 | 0.8 | 0.8 | 0.8 | 0.8 | 0.8 | 0.8 | 19.2 | 111 | 2131.2 | 0.8
NE | natural gas combined cycle ccs | Summer | 0.8 | 0.8 | 0.8 | 0.8 | 0.8 | 0.8 | 0.8 | 0.8 | 0.8 | 0.8 | 0.8 | 0.8 | 0.8 | 0.8 | 0.8 | 0.8 | 0.8 | 0.8 | 0.8 | 0.8 | 0.8 | 0.8 | 0.8 | 0.8 | 19.2 | 81 | 1555.2 | 0.8
NE | natural gas combined cycle ccs | Fall | 0.8 | 0.8 | 0.8 | 0.8 | 0.8 | 0.8 | 0.8 | 0.8 | 0.8 | 0.8 | 0.8 | 0.8 | 0.8 | 0.8 | 0.8 | 0.8 | 0.8 | 0.8 | 0.8 | 0.8 | 0.8 | 0.8 | 0.8 | 0.8 | 19.2 | 55 | 1056 | 0.8
NE | natural gas combined cycle ccs | Summer Peak | 0.8 | 0.8 | 0.8 | 0.8 | 0.8 | 0.8 | 0.8 | 0.8 | 0.8 | 0.8 | 0.8 | 0.8 | 0.8 | 0.8 | 0.8 | 0.8 | 0.8 | 0.8 | 0.8 | 0.8 | 0.8 | 0.8 | 0.8 | 0.8 | 19.2 | 15 | 288 | 0.8
NE | natural gas combined cycle ccs | Winter Peak | 0.8 | 0.8 | 0.8 | 0.8 | 0.8 | 0.8 | 0.8 | 0.8 | 0.8 | 0.8 | 0.8 | 0.8 | 0.8 | 0.8 | 0.8 | 0.8 | 0.8 | 0.8 | 0.8 | 0.8 | 0.8 | 0.8 | 0.8 | 0.8 | 19.2 | 16 | 307.2 | 0.8
NE | natural gas combined cycle | Winter | 0.054084 | 0.054084 | 0.054084 | 0.054084 | 0.054084 | 0.054084 | 0.054084 | 0.054084 | 0.058937 | 0.063789 | 0.070725 | 0.077656 | 0.080085 | 0.085555 | 0.089435 | 0.091859 | 0.098785 | 0.10606 | 0.075582 | 0.064139 | 0.045074 | 0.03536 | 0.032936 | 0.032936 | 1.5416 | 87 | 134.1182 | 0.10606
NE | natural gas combined cycle | Spring | 0.11385 | 0.11385 | 0.11385 | 0.11385 | 0.11385 | 0.11575 | 0.11575 | 0.12526 | 0.12717 | 0.15271 | 0.1804 | 0.19181 | 0.20571 | 0.21544 | 0.21967 | 0.2261 | 0.24505 | 0.2716 | 0.21601 | 0.20651 | 0.1859 | 0.15353 | 0.13125 | 0.11631 | 3.9712 | 111 | 440.7991 | 0.2716
NE | natural gas combined cycle | Summer | 0.056244 | 0.056244 | 0.056244 | 0.056244 | 0.056244 | 0.056244 | 0.056244 | 0.06145 | 0.064053 | 0.078938 | 0.094578 | 0.099419 | 0.10984 | 0.11651 | 0.11823 | 0.13516 | 0.15748 | 0.17089 | 0.14039 | 0.12773 | 0.1009 | 0.078958 | 0.07635 | 0.073741 | 2.1983 | 81 | 178.0636 | 0.17089
NE | natural gas combined cycle | Fall | 0.13165 | 0.13165 | 0.13165 | 0.13165 | 0.13165 | 0.13165 | 0.13549 | 0.13933 | 0.14317 | 0.16565 | 0.17716 | 0.20293 | 0.21059 | 0.22539 | 0.23252 | 0.25037 | 0.255 | 0.28896 | 0.24787 | 0.25115 | 0.20964 | 0.15796 | 0.12396 | 0.12013 | 4.3272 | 55 | 237.994 | 0.28896
NE | natural gas combined cycle | Summer Peak | 0.52467 | 0.52467 | 0.52467 | 0.52467 | 0.52467 | 0.52467 | 0.56692 | 0.58101 | 0.63735 | 0.73184 | 0.79816 | 0.94279 | 0.9354 | 0.98296 | 0.98569 | 0.98299 | 1 | 1 | 0.99708 | 1 | 1 | 0.74593 | 0.63324 | 0.5769 | 18.2463 | 15 | 273.6939 | 1
NE | natural gas combined cycle | Winter Peak | 0.013205 | 0.013205 | 0.013205 | 0.013205 | 0.013205 | 0.013205 | 0.013205 | 0.013205 | 0.013205 | 0.013205 | 0.013205 | 0.013205 | 0.013205 | 0.013205 | 0.013205 | 0.039616 | 0.039616 | 0.066 | 0.052821 | 0.052821 | 0.052821 | 0.039616 | 0.02641 | 0.02641 | 0.59421 | 16 | 9.5074 | 0.066
NE | crude oil | Winter | 0.001 | 0.001 | 0.001 | 0.001 | 0.001 | 0.001 | 0.001 | 0.001 | 0.001 | 0.001 | 0.001 | 0.001 | 0.001 | 0.001 | 0.001 | 0.001 | 0.001 | 0.001 | 0.001 | 0.001 | 0.001 | 0.001 | 0.001 | 0.001 | 0.024 | 87 | 2.088 | 0.001
NE | crude oil | Spring | 0.001 | 0.001 | 0.001 | 0.001 | 0.001 | 0.001 | 0.001 | 0.001 | 0.001 | 0.001 | 0.001 | 0.001 | 0.001 | 0.001 | 0.001 | 0.001 | 0.001 | 0.001 | 0.001 | 0.001 | 0.001 | 0.001 | 0.001 | 0.001 | 0.024 | 111 | 2.664 | 0.001
NE | crude oil | Summer | 0.001 | 0.001 | 0.001 | 0.001 | 0.001 | 0.001 | 0.001 | 0.001 | 0.001 | 0.001 | 0.001 | 0.001 | 0.001 | 0.001 | 0.001 | 0.001 | 0.001 | 0.001 | 0.001 | 0.001 | 0.001 | 0.001 | 0.001 | 0.001 | 0.024 | 81 | 1.944 | 0.001
NE | crude oil | Fall | 0.001 | 0.001 | 0.001 | 0.001 | 0.001 | 0.001 | 0.001 | 0.001 | 0.001 | 0.001 | 0.001 | 0.001 | 0.001 | 0.001 | 0.001 | 0.001 | 0.001 | 0.001 | 0.001 | 0.001 | 0.001 | 0.001 | 0.001 | 0.001 | 0.024 | 55 | 1.32 | 0.001
NE | crude oil | Summer Peak | 0.001 | 0.001 | 0.001 | 0.001 | 0.001 | 0.001 | 0.001 | 0.001 | 0.001 | 0.001 | 0.001 | 0.001 | 0.001 | 0.001 | 0.001 | 0.001 | 0.001 | 0.001 | 0.001 | 0.001 | 0.001 | 0.001 | 0.001 | 0.001 | 0.024 | 15 | 0.36 | 0.001
NE | crude oil | Winter Peak | 0.001 | 0.001 | 0.001 | 0.001 | 0.001 | 0.001 | 0.001 | 0.001 | 0.001 | 0.001 | 0.001 | 0.001 | 0.001 | 0.001 | 0.001 | 0.001 | 0.001 | 0.001 | 0.001 | 0.001 | 0.001 | 0.001 | 0.001 | 0.001 | 0.024 | 16 | 0.384 | 0.001
NE | geothermal | Winter | 0.6595 | 0.6595 | 0.6595 | 0.6595 | 0.6595 | 0.6595 | 0.6595 | 0.6595 | 0.6595 | 0.6595 | 0.6595 | 0.6595 | 0.6595 | 0.6595 | 0.6595 | 0.6595 | 0.6595 | 0.6595 | 0.6595 | 0.6595 | 0.6595 | 0.6595 | 0.6595 | 0.6595 | 15.828 | 87 | 1377.036 | 0.6595
NE | geothermal | Spring | 0.6595 | 0.6595 | 0.6595 | 0.6595 | 0.6595 | 0.6595 | 0.6595 | 0.6595 | 0.6595 | 0.6595 | 0.6595 | 0.6595 | 0.6595 | 0.6595 | 0.6595 | 0.6595 | 0.6595 | 0.6595 | 0.6595 | 0.6595 | 0.6595 | 0.6595 | 0.6595 | 0.6595 | 15.828 | 111 | 1756.908 | 0.6595
NE | geothermal | Summer | 0.6595 | 0.6595 | 0.6595 | 0.6595 | 0.6595 | 0.6595 | 0.6595 | 0.6595 | 0.6595 | 0.6595 | 0.6595 | 0.6595 | 0.6595 | 0.6595 | 0.6595 | 0.6595 | 0.6595 | 0.6595 | 0.6595 | 0.6595 | 0.6595 | 0.6595 | 0.6595 | 0.6595 | 15.828 | 81 | 1282.068 | 0.6595
NE | geothermal | Fall | 0.6595 | 0.6595 | 0.6595 | 0.6595 | 0.6595 | 0.6595 | 0.6595 | 0.6595 | 0.6595 | 0.6595 | 0.6595 | 0.6595 | 0.6595 | 0.6595 | 0.6595 | 0.6595 | 0.6595 | 0.6595 | 0.6595 | 0.6595 | 0.6595 | 0.6595 | 0.6595 | 0.6595 | 15.828 | 55 | 870.54 | 0.6595
NE | geothermal | Summer Peak | 0.6595 | 0.6595 | 0.6595 | 0.6595 | 0.6595 | 0.6595 | 0.6595 | 0.6595 | 0.6595 | 0.6595 | 0.6595 | 0.6595 | 0.6595 | 0.6595 | 0.6595 | 0.6595 | 0.6595 | 0.6595 | 0.6595 | 0.6595 | 0.6595 | 0.6595 | 0.6595 | 0.6595 | 15.828 | 15 | 237.42 | 0.6595
NE | geothermal | Winter Peak | 0.6595 | 0.6595 | 0.6595 | 0.6595 | 0.6595 | 0.6595 | 0.6595 | 0.6595 | 0.6595 | 0.6595 | 0.6595 | 0.6595 | 0.6595 | 0.6595 | 0.6595 | 0.6595 | 0.6595 | 0.6595 | 0.6595 | 0.6595 | 0.6595 | 0.6595 | 0.6595 | 0.6595 | 15.828 | 16 | 253.248 | 0.6595
NE | hard coal ccs | Winter | 0.8 | 0.8 | 0.8 | 0.8 | 0.8 | 0.8 | 0.8 | 0.8 | 0.8 | 0.8 | 0.8 | 0.8 | 0.8 | 0.8 | 0.8 | 0.8 | 0.8 | 0.8 | 0.8 | 0.8 | 0.8 | 0.8 | 0.8 | 0.8 | 19.2 | 87 | 1670.4 | 0.8
NE | hard coal ccs | Spring | 0.8 | 0.8 | 0.8 | 0.8 | 0.8 | 0.8 | 0.8 | 0.8 | 0.8 | 0.8 | 0.8 | 0.8 | 0.8 | 0.8 | 0.8 | 0.8 | 0.8 | 0.8 | 0.8 | 0.8 | 0.8 | 0.8 | 0.8 | 0.8 | 19.2 | 111 | 2131.2 | 0.8
NE | hard coal ccs | Summer | 0.8 | 0.8 | 0.8 | 0.8 | 0.8 | 0.8 | 0.8 | 0.8 | 0.8 | 0.8 | 0.8 | 0.8 | 0.8 | 0.8 | 0.8 | 0.8 | 0.8 | 0.8 | 0.8 | 0.8 | 0.8 | 0.8 | 0.8 | 0.8 | 19.2 | 81 | 1555.2 | 0.8
NE | hard coal ccs | Fall | 0.8 | 0.8 | 0.8 | 0.8 | 0.8 | 0.8 | 0.8 | 0.8 | 0.8 | 0.8 | 0.8 | 0.8 | 0.8 | 0.8 | 0.8 | 0.8 | 0.8 | 0.8 | 0.8 | 0.8 | 0.8 | 0.8 | 0.8 | 0.8 | 19.2 | 55 | 1056 | 0.8
NE | hard coal ccs | Summer Peak | 0.8 | 0.8 | 0.8 | 0.8 | 0.8 | 0.8 | 0.8 | 0.8 | 0.8 | 0.8 | 0.8 | 0.8 | 0.8 | 0.8 | 0.8 | 0.8 | 0.8 | 0.8 | 0.8 | 0.8 | 0.8 | 0.8 | 0.8 | 0.8 | 19.2 | 15 | 288 | 0.8
NE | hard coal ccs | Winter Peak | 0.8 | 0.8 | 0.8 | 0.8 | 0.8 | 0.8 | 0.8 | 0.8 | 0.8 | 0.8 | 0.8 | 0.8 | 0.8 | 0.8 | 0.8 | 0.8 | 0.8 | 0.8 | 0.8 | 0.8 | 0.8 | 0.8 | 0.8 | 0.8 | 19.2 | 16 | 307.2 | 0.8
NE | hard coal | Winter | 0.5181 | 0.5181 | 0.5181 | 0.5181 | 0.5181 | 0.5181 | 0.5181 | 0.5181 | 0.5181 | 0.5181 | 0.5181 | 0.5181 | 0.5181 | 0.5181 | 0.5181 | 0.5181 | 0.5181 | 0.5181 | 0.5181 | 0.5181 | 0.5181 | 0.5181 | 0.5181 | 0.5181 | 12.4344 | 87 | 1081.7928 | 0.5181
NE | hard coal | Spring | 0.5181 | 0.5181 | 0.5181 | 0.5181 | 0.5181 | 0.5181 | 0.5181 | 0.5181 | 0.5181 | 0.5181 | 0.5181 | 0.5181 | 0.5181 | 0.5181 | 0.5181 | 0.5181 | 0.5181 | 0.5181 | 0.5181 | 0.5181 | 0.5181 | 0.5181 | 0.5181 | 0.5181 | 12.4344 | 111 | 1380.2184 | 0.5181
NE | hard coal | Summer | 0.5181 | 0.5181 | 0.5181 | 0.5181 | 0.5181 | 0.5181 | 0.5181 | 0.5181 | 0.5181 | 0.5181 | 0.5181 | 0.5181 | 0.5181 | 0.5181 | 0.5181 | 0.5181 | 0.5181 | 0.5181 | 0.5181 | 0.5181 | 0.5181 | 0.5181 | 0.5181 | 0.5181 | 12.4344 | 81 | 1007.1864 | 0.5181
NE | hard coal | Fall | 0.5181 | 0.5181 | 0.5181 | 0.5181 | 0.5181 | 0.5181 | 0.5181 | 0.5181 | 0.5181 | 0.5181 | 0.5181 | 0.5181 | 0.5181 | 0.5181 | 0.5181 | 0.5181 | 0.5181 | 0.5181 | 0.5181 | 0.5181 | 0.5181 | 0.5181 | 0.5181 | 0.5181 | 12.4344 | 55 | 683.892 | 0.5181
NE | hard coal | Summer Peak | 0.5181 | 0.5181 | 0.5181 | 0.5181 | 0.5181 | 0.5181 | 0.5181 | 0.5181 | 0.5181 | 0.5181 | 0.5181 | 0.5181 | 0.5181 | 0.5181 | 0.5181 | 0.5181 | 0.5181 | 0.5181 | 0.5181 | 0.5181 | 0.5181 | 0.5181 | 0.5181 | 0.5181 | 12.4344 | 15 | 186.516 | 0.5181
NE | hard coal | Winter Peak | 0.5181 | 0.5181 | 0.5181 | 0.5181 | 0.5181 | 0.5181 | 0.5181 | 0.5181 | 0.5181 | 0.5181 | 0.5181 | 0.5181 | 0.5181 | 0.5181 | 0.5181 | 0.5181 | 0.5181 | 0.5181 | 0.5181 | 0.5181 | 0.5181 | 0.5181 | 0.5181 | 0.5181 | 12.4344 | 16 | 198.9504 | 0.5181
NE | heavy or residual fuel oil | Winter | 0 | 0 | 0 | 0 | 0 | 0 | 0 | 0 | 0 | 0 | 0 | 0 | 0 | 0 | 0 | 0 | 0 | 0 | 0 | 0 | 0 | 0 | 0 | 0 | 0 | 87 | 0 | 0
NE | heavy or residual fuel oil | Spring | 0 | 0 | 0 | 0 | 0 | 0 | 0 | 0 | 0 | 0 | 0 | 0 | 0 | 0 | 0 | 0 | 0 | 0 | 0 | 0 | 0 | 0 | 0 | 0 | 0 | 111 | 0 | 0
NE | heavy or residual fuel oil | Summer | 0.053472 | 0.053472 | 0.053472 | 0.053472 | 0.053472 | 0.053472 | 0.053472 | 0.053472 | 0.053472 | 0.053472 | 0.092548 | 0.24885 | 0.41544 | 0.52033 | 0.52238 | 0.57174 | 0.6211 | 0.74244 | 0.59231 | 0.46274 | 0.16247 | 0.053472 | 0.053472 | 0.053472 | 5.6475 | 81 | 457.4479 | 0.74244
NE | heavy or residual fuel oil | Fall | 0 | 0 | 0 | 0 | 0 | 0 | 0 | 0 | 0 | 0 | 0 | 0 | 0 | 0 | 0 | 0.0087997 | 0.0087997 | 0.0087997 | 0.0087997 | 0 | 0 | 0 | 0 | 0 | 0.035199 | 55 | 1.9359 | 0.0087997
NE | heavy or residual fuel oil | Summer Peak | 0 | 0 | 0 | 0 | 0 | 0 | 0 | 0 | 0 | 0 | 0 | 0 | 0 | 0 | 0 | 0 | 0 | 0 | 0 | 0 | 0 | 0 | 0 | 0 | 0 | 15 | 0 | 0
NE | heavy or residual fuel oil | Winter Peak | 0 | 0 | 0 | 0 | 0 | 0 | 0 | 0 | 0 | 0 | 0 | 0 | 0 | 0 | 0 | 0 | 0 | 0 | 0 | 0 | 0 | 0 | 0 | 0 | 0 | 16 | 0 | 0
NE | hydro | Winter | 0.31167 | 0.27892 | 0.24649 | 0.24916 | 0.28375 | 0.34096 | 0.39342 | 0.38329 | 0.34055 | 0.3421 | 0.34065 | 0.3437 | 0.33622 | 0.33579 | 0.31331 | 0.30468 | 0.36972 | 0.4476 | 0.47459 | 0.44011 | 0.40462 | 0.3567 | 0.27799 | 0.20476 | 8.1208 | 87 | 706.5068 | 0.47459
NE | hydro | Spring | 0.42732 | 0.42141 | 0.44002 | 0.47924 | 0.49495 | 0.51669 | 0.55002 | 0.55621 | 0.56064 | 0.56312 | 0.55878 | 0.55423 | 0.55484 | 0.54947 | 0.55141 | 0.55559 | 0.553 | 0.56375 | 0.56515 | 0.56147 | 0.54084 | 0.51836 | 0.49718 | 0.46169 | 12.5954 | 111 | 1398.089 | 0.56515
NE | hydro | Summer | 0.33986 | 0.29975 | 0.28657 | 0.30632 | 0.32949 | 0.39716 | 0.45517 | 0.44144 | 0.45718 | 0.48941 | 0.4972 | 0.50518 | 0.49044 | 0.47611 | 0.46363 | 0.48794 | 0.55465 | 0.57096 | 0.57685 | 0.56957 | 0.54102 | 0.50474 | 0.47374 | 0.40065 | 10.915 | 81 | 884.118 | 0.57685
NE | hydro | Fall | 0.54187 | 0.55416 | 0.56359 | 0.56121 | 0.574 | 0.5759 | 0.57663 | 0.57618 | 0.57519 | 0.57651 | 0.57721 | 0.57704 | 0.57858 | 0.57823 | 0.57844 | 0.58023 | 0.5813 | 0.5821 | 0.5805 | 0.58094 | 0.57956 | 0.57816 | 0.57489 | 0.56235 | 13.7648 | 55 | 757.0616 | 0.5821
NE | hydro | Summer Peak | 0.66342 | 0.66342 | 0.66342 | 0.66342 | 0.66342 | 0.66342 | 0.66342 | 0.66342 | 0.66408 | 0.66606 | 0.66805 | 0.66943 | 0.67135 | 0.67207 | 0.67244 | 0.67201 | 0.67201 | 0.67267 | 0.67089 | 0.67201 | 0.67023 | 0.66474 | 0.66342 | 0.66342 | 16.0123 | 15 | 240.1839 | 0.67267
NE | hydro | Winter Peak | 0.19665 | 0.16424 | 0.20158 | 0.20158 | 0.24447 | 0.34736 | 0.39645 | 0.39836 | 0.36498 | 0.39074 | 0.46356 | 0.4953 | 0.4953 | 0.49395 | 0.4953 | 0.52955 | 0.53103 | 0.53305 | 0.53189 | 0.5317 | 0.53138 | 0.52968 | 0.5286 | 0.52208 | 10.1188 | 16 | 161.9007 | 0.53305
NE | hydrogen combined cycle | Winter | 0.012317 | 0.012317 | 0.012317 | 0.012317 | 0.012317 | 0.01478 | 0.017243 | 0.017243 | 0.017243 | 0.019707 | 0.019707 | 0.019707 | 0.019707 | 0.019707 | 0.019707 | 0.024633 | 0.027097 | 0.041852 | 0.034477 | 0.02956 | 0.027097 | 0.019707 | 0.012317 | 0.01478 | 0.47785 | 87 | 41.573 | 0.041852
NE | hydrogen combined cycle | Spring | 0.043108 | 0.043108 | 0.043108 | 0.043108 | 0.043108 | 0.043108 | 0.043108 | 0.043108 | 0.043108 | 0.043108 | 0.052327 | 0.067699 | 0.067699 | 0.067699 | 0.07373 | 0.076924 | 0.080003 | 0.11383 | 0.086174 | 0.083101 | 0.073869 | 0.064638 | 0.049266 | 0.046187 | 1.4342 | 111 | 159.1996 | 0.11383
NE | hydrogen combined cycle | Summer | 0.43549 | 0.43549 | 0.43549 | 0.43549 | 0.43549 | 0.43549 | 0.44526 | 0.47129 | 0.50058 | 0.5912 | 0.67298 | 0.74359 | 0.78843 | 0.83174 | 0.83153 | 0.86382 | 0.91178 | 1 | 0.8254 | 0.80634 | 0.72863 | 0.5666 | 0.49314 | 0.44804 | 15.1333 | 81 | 1225.7975 | 1
NE | hydrogen combined cycle | Fall | 0.07227 | 0.07227 | 0.07227 | 0.07227 | 0.07227 | 0.07227 | 0.07227 | 0.07227 | 0.07227 | 0.076914 | 0.086202 | 0.090837 | 0.090837 | 0.10409 | 0.12685 | 0.15447 | 0.19023 | 0.15447 | 0.14122 | 0.12731 | 0.088822 | 0.067626 | 0.067626 | 0.067626 | 2.2856 | 55 | 125.7062 | 0.19023
NE | hydrogen combined cycle | Summer Peak | 0.28328 | 0.28328 | 0.28328 | 0.28328 | 0.28328 | 0.28328 | 0.28328 | 0.28328 | 0.28328 | 0.28328 | 0.28328 | 0.28328 | 0.28328 | 0.56601 | 0.56601 | 0.56601 | 0.56601 | 0.56601 | 0.28328 | 0.28328 | 0 | 0 | 0 | 0 | 7.0793 | 15 | 106.189 | 0.56601
NE | hydrogen combined cycle | Winter Peak | 0 | 0 | 0 | 0 | 0 | 0 | 0 | 0 | 0 | 0 | 0 | 0 | 0 | 0 | 0 | 0 | 0 | 0 | 0 | 0 | 0 | 0 | 0 | 0 | 0 | 16 | 0 | 0
NE | hydrogen ct | Winter | 0.012498 | 0.012498 | 0.012498 | 0.012498 | 0.012498 | 0.012498 | 0.012498 | 0.012498 | 0.012498 | 0.012498 | 0.018747 | 0.025777 | 0.026558 | 0.026558 | 0.033962 | 0.040116 | 0.047128 | 0.053658 | 0.035948 | 0.0061541 | 0 | 0 | 0 | 0 | 0.43958 | 87 | 38.2436 | 0.053658
NE | hydrogen ct | Spring | 0.029925 | 0.029925 | 0.029925 | 0.029925 | 0.029925 | 0.029925 | 0.029925 | 0.029925 | 0.029925 | 0.046814 | 0.066267 | 0.085507 | 0.10296 | 0.10996 | 0.11742 | 0.1386 | 0.17676 | 0.19271 | 0.14109 | 0.11814 | 0.071458 | 0.043623 | 0.040407 | 0.040333 | 1.7614 | 111 | 195.5124 | 0.19271
NE | hydrogen ct | Summer | 0.013423 | 0.013423 | 0.013423 | 0.013423 | 0.013423 | 0.013423 | 0.013423 | 0.013423 | 0.013423 | 0.013423 | 0.030765 | 0.041155 | 0.056297 | 0.071619 | 0.087793 | 0.084423 | 0.084695 | 0.10055 | 0.084355 | 0.048852 | 0.014867 | 0.0096636 | 0.0067117 | 0.0067117 | 0.86269 | 81 | 69.8776 | 0.10055
NE | hydrogen ct | Fall | 0.040624 | 0.040624 | 0.040624 | 0.040624 | 0.040624 | 0.040624 | 0.040624 | 0.040624 | 0.040624 | 0.040624 | 0.040624 | 0.051745 | 0.057163 | 0.062434 | 0.07565 | 0.07059 | 0.096603 | 0.1217 | 0.080514 | 0.081398 | 0.063755 | 0.050509 | 0.050509 | 0.050509 | 1.3599 | 55 | 74.7972 | 0.1217
NE | hydrogen ct | Summer Peak | 0.33415 | 0.33415 | 0.33415 | 0.33415 | 0.33415 | 0.33415 | 0.33415 | 0.33415 | 0.33415 | 0.35832 | 0.4562 | 0.51288 | 0.65431 | 0.77718 | 0.78488 | 0.7808 | 0.81365 | 0.91904 | 0.73185 | 0.65982 | 0.50114 | 0.32962 | 0.32962 | 0.32962 | 11.9463 | 15 | 179.1948 | 0.91904
NE | hydrogen ct | Winter Peak | 0 | 0 | 0 | 0 | 0 | 0 | 0 | 0 | 0 | 0 | 0 | 0 | 0 | 0 | 0 | 0 | 0 | 0 | 0 | 0 | 0 | 0 | 0 | 0 | 0 | 16 | 0 | 0
NE | lignite ccs | Winter | 0.8 | 0.8 | 0.8 | 0.8 | 0.8 | 0.8 | 0.8 | 0.8 | 0.8 | 0.8 | 0.8 | 0.8 | 0.8 | 0.8 | 0.8 | 0.8 | 0.8 | 0.8 | 0.8 | 0.8 | 0.8 | 0.8 | 0.8 | 0.8 | 19.2 | 87 | 1670.4 | 0.8
NE | lignite ccs | Spring | 0.8 | 0.8 | 0.8 | 0.8 | 0.8 | 0.8 | 0.8 | 0.8 | 0.8 | 0.8 | 0.8 | 0.8 | 0.8 | 0.8 | 0.8 | 0.8 | 0.8 | 0.8 | 0.8 | 0.8 | 0.8 | 0.8 | 0.8 | 0.8 | 19.2 | 111 | 2131.2 | 0.8
NE | lignite ccs | Summer | 0.8 | 0.8 | 0.8 | 0.8 | 0.8 | 0.8 | 0.8 | 0.8 | 0.8 | 0.8 | 0.8 | 0.8 | 0.8 | 0.8 | 0.8 | 0.8 | 0.8 | 0.8 | 0.8 | 0.8 | 0.8 | 0.8 | 0.8 | 0.8 | 19.2 | 81 | 1555.2 | 0.8
NE | lignite ccs | Fall | 0.8 | 0.8 | 0.8 | 0.8 | 0.8 | 0.8 | 0.8 | 0.8 | 0.8 | 0.8 | 0.8 | 0.8 | 0.8 | 0.8 | 0.8 | 0.8 | 0.8 | 0.8 | 0.8 | 0.8 | 0.8 | 0.8 | 0.8 | 0.8 | 19.2 | 55 | 1056 | 0.8
NE | lignite ccs | Summer Peak | 0.8 | 0.8 | 0.8 | 0.8 | 0.8 | 0.8 | 0.8 | 0.8 | 0.8 | 0.8 | 0.8 | 0.8 | 0.8 | 0.8 | 0.8 | 0.8 | 0.8 | 0.8 | 0.8 | 0.8 | 0.8 | 0.8 | 0.8 | 0.8 | 19.2 | 15 | 288 | 0.8
NE | lignite ccs | Winter Peak | 0.8 | 0.8 | 0.8 | 0.8 | 0.8 | 0.8 | 0.8 | 0.8 | 0.8 | 0.8 | 0.8 | 0.8 | 0.8 | 0.8 | 0.8 | 0.8 | 0.8 | 0.8 | 0.8 | 0.8 | 0.8 | 0.8 | 0.8 | 0.8 | 19.2 | 16 | 307.2 | 0.8
NE | lignite | Winter | 0.638 | 0.638 | 0.638 | 0.638 | 0.638 | 0.638 | 0.638 | 0.638 | 0.638 | 0.638 | 0.638 | 0.638 | 0.638 | 0.638 | 0.638 | 0.638 | 0.638 | 0.638 | 0.638 | 0.638 | 0.638 | 0.638 | 0.638 | 0.638 | 15.312 | 87 | 1332.144 | 0.638
NE | lignite | Spring | 0.638 | 0.638 | 0.638 | 0.638 | 0.638 | 0.638 | 0.638 | 0.638 | 0.638 | 0.638 | 0.638 | 0.638 | 0.638 | 0.638 | 0.638 | 0.638 | 0.638 | 0.638 | 0.638 | 0.638 | 0.638 | 0.638 | 0.638 | 0.638 | 15.312 | 111 | 1699.632 | 0.638
NE | lignite | Summer | 0.638 | 0.638 | 0.638 | 0.638 | 0.638 | 0.638 | 0.638 | 0.638 | 0.638 | 0.638 | 0.638 | 0.638 | 0.638 | 0.638 | 0.638 | 0.638 | 0.638 | 0.638 | 0.638 | 0.638 | 0.638 | 0.638 | 0.638 | 0.638 | 15.312 | 81 | 1240.272 | 0.638
NE | lignite | Fall | 0.638 | 0.638 | 0.638 | 0.638 | 0.638 | 0.638 | 0.638 | 0.638 | 0.638 | 0.638 | 0.638 | 0.638 | 0.638 | 0.638 | 0.638 | 0.638 | 0.638 | 0.638 | 0.638 | 0.638 | 0.638 | 0.638 | 0.638 | 0.638 | 15.312 | 55 | 842.16 | 0.638
NE | lignite | Summer Peak | 0.638 | 0.638 | 0.638 | 0.638 | 0.638 | 0.638 | 0.638 | 0.638 | 0.638 | 0.638 | 0.638 | 0.638 | 0.638 | 0.638 | 0.638 | 0.638 | 0.638 | 0.638 | 0.638 | 0.638 | 0.638 | 0.638 | 0.638 | 0.638 | 15.312 | 15 | 229.68 | 0.638
NE | lignite | Winter Peak | 0.638 | 0.638 | 0.638 | 0.638 | 0.638 | 0.638 | 0.638 | 0.638 | 0.638 | 0.638 | 0.638 | 0.638 | 0.638 | 0.638 | 0.638 | 0.638 | 0.638 | 0.638 | 0.638 | 0.638 | 0.638 | 0.638 | 0.638 | 0.638 | 15.312 | 16 | 244.992 | 0.638
NE | municipal solid waste | Winter | 0.64427 | 0.64102 | 0.64012 | 0.65998 | 0.67893 | 0.71917 | 0.77188 | 0.78434 | 0.79083 | 0.80238 | 0.80238 | 0.80563 | 0.80563 | 0.80978 | 0.80978 | 0.81303 | 0.83523 | 0.83107 | 0.81394 | 0.78343 | 0.73813 | 0.71593 | 0.66322 | 0.65258 | 18.0127 | 87 | 1567.1043 | 0.83523
NE | municipal solid waste | Spring | 0.58335 | 0.57005 | 0.5608 | 0.56599 | 0.5793 | 0.60818 | 0.70181 | 0.74286 | 0.77061 | 0.76542 | 0.76542 | 0.76542 | 0.76948 | 0.77873 | 0.77873 | 0.79317 | 0.80761 | 0.81686 | 0.82611 | 0.81572 | 0.75503 | 0.73654 | 0.62035 | 0.5978 | 17.0753 | 111 | 1895.362 | 0.82611
NE | municipal solid waste | Summer | 0.68655 | 0.68106 | 0.68106 | 0.68106 | 0.68106 | 0.70611 | 0.81061 | 0.83566 | 0.84115 | 0.84115 | 0.83566 | 0.83995 | 0.83995 | 0.83995 | 0.83995 | 0.83995 | 0.83995 | 0.84544 | 0.85094 | 0.85094 | 0.84544 | 0.83566 | 0.77029 | 0.70611 | 19.0257 | 81 | 1541.079 | 0.85094
NE | municipal solid waste | Fall | 0.57635 | 0.5624 | 0.5624 | 0.57635 | 0.61036 | 0.68182 | 0.71756 | 0.73762 | 0.80125 | 0.80125 | 0.80125 | 0.80737 | 0.81349 | 0.83527 | 0.85094 | 0.85094 | 0.85094 | 0.85094 | 0.83699 | 0.82304 | 0.70801 | 0.67228 | 0.63826 | 0.60424 | 17.5713 | 55 | 966.4219 | 0.85094
NE | municipal solid waste | Summer Peak | 0.37322 | 0.37322 | 0.37322 | 0.37322 | 0.37322 | 0.37322 | 0.85094 | 0.85094 | 0.85094 | 0.85094 | 0.85094 | 0.85094 | 0.85094 | 0.85094 | 0.85094 | 0.85094 | 0.85094 | 0.85094 | 0.85094 | 0.85094 | 0.85094 | 0.85094 | 0 | 0 | 15.8543 | 15 | 237.814 | 0.85094
NE | municipal solid waste | Winter Peak | 0 | 0 | 0 | 0 | 0 | 0.37322 | 0.85094 | 0.85094 | 0.85094 | 0.85094 | 0.85094 | 0.85094 | 0.85094 | 0.85094 | 0.85094 | 0.85094 | 0.85094 | 0.85094 | 0.85094 | 0.85094 | 0.85094 | 0.85094 | 0 | 0 | 13.9882 | 16 | 223.8109 | 0.85094
NE | natural gas peaker | Winter | 0.012498 | 0.012498 | 0.012498 | 0.012498 | 0.012498 | 0.012498 | 0.012498 | 0.012498 | 0.012498 | 0.012498 | 0.018747 | 0.025777 | 0.026558 | 0.026558 | 0.033962 | 0.040116 | 0.047128 | 0.053658 | 0.035948 | 0.0061541 | 0 | 0 | 0 | 0 | 0.43958 | 87 | 38.2436 | 0.053658
NE | natural gas peaker | Spring | 0.029925 | 0.029925 | 0.029925 | 0.029925 | 0.029925 | 0.029925 | 0.029925 | 0.029925 | 0.029925 | 0.046814 | 0.066267 | 0.085507 | 0.10296 | 0.10996 | 0.11742 | 0.1386 | 0.17676 | 0.19271 | 0.14109 | 0.11814 | 0.071458 | 0.043623 | 0.040407 | 0.040333 | 1.7614 | 111 | 195.5124 | 0.19271
NE | natural gas peaker | Summer | 0.013423 | 0.013423 | 0.013423 | 0.013423 | 0.013423 | 0.013423 | 0.013423 | 0.013423 | 0.013423 | 0.013423 | 0.030765 | 0.041155 | 0.056297 | 0.071619 | 0.087793 | 0.084423 | 0.084695 | 0.10055 | 0.084355 | 0.048852 | 0.014867 | 0.0096636 | 0.0067117 | 0.0067117 | 0.86269 | 81 | 69.8776 | 0.10055
NE | natural gas peaker | Fall | 0.040624 | 0.040624 | 0.040624 | 0.040624 | 0.040624 | 0.040624 | 0.040624 | 0.040624 | 0.040624 | 0.040624 | 0.040624 | 0.051745 | 0.057163 | 0.062434 | 0.07565 | 0.07059 | 0.096603 | 0.1217 | 0.080514 | 0.081398 | 0.063755 | 0.050509 | 0.050509 | 0.050509 | 1.3599 | 55 | 74.7972 | 0.1217
NE | natural gas peaker | Summer Peak | 0.33415 | 0.33415 | 0.33415 | 0.33415 | 0.33415 | 0.33415 | 0.33415 | 0.33415 | 0.33415 | 0.35832 | 0.4562 | 0.51288 | 0.65431 | 0.77718 | 0.78488 | 0.7808 | 0.81365 | 0.91904 | 0.73185 | 0.65982 | 0.50114 | 0.32962 | 0.32962 | 0.32962 | 11.9463 | 15 | 179.1948 | 0.91904
NE | natural gas peaker | Winter Peak | 0 | 0 | 0 | 0 | 0 | 0 | 0 | 0 | 0 | 0 | 0 | 0 | 0 | 0 | 0 | 0 | 0 | 0 | 0 | 0 | 0 | 0 | 0 | 0 | 0 | 16 | 0 | 0
NE | nuclear | Winter | 0.87147 | 0.86027 | 0.84092 | 0.8457 | 0.86183 | 0.91635 | 0.96081 | 0.9636 | 0.96979 | 0.97023 | 0.96544 | 0.9666 | 0.96483 | 0.95073 | 0.9446 | 0.94205 | 0.96059 | 1 | 0.99458 | 0.97877 | 0.95302 | 0.91703 | 0.86166 | 0.82421 | 22.2851 | 87 | 1938.8021 | 1
NE | nuclear | Spring | 0.92515 | 0.91888 | 0.92049 | 0.94373 | 0.96628 | 0.97718 | 0.98807 | 0.99896 | 0.99954 | 1 | 1 | 1 | 1 | 1 | 1 | 1 | 1 | 1 | 1 | 1 | 0.99472 | 0.99255 | 0.97318 | 0.94995 | 23.5487 | 111 | 2613.9023 | 1
NE | nuclear | Summer | 0.88773 | 0.87438 | 0.86903 | 0.86671 | 0.87395 | 0.94176 | 0.95847 | 0.96235 | 0.96899 | 0.98711 | 0.98712 | 0.98831 | 0.96998 | 0.96608 | 0.96608 | 0.96981 | 0.99029 | 0.99629 | 0.99967 | 0.9922 | 0.98474 | 0.97912 | 0.95116 | 0.93623 | 22.8676 | 81 | 1852.2737 | 0.99967
NE | nuclear | Fall | 0.97965 | 0.99614 | 0.98883 | 0.99614 | 1 | 1 | 1 | 1 | 1 | 1 | 1 | 1 | 1 | 1 | 1 | 1 | 1 | 1 | 1 | 1 | 1 | 1 | 1 | 1 | 23.9608 | 55 | 1317.8419 | 1
NE | nuclear | Summer Peak | 1 | 1 | 1 | 1 | 1 | 1 | 1 | 1 | 1 | 1 | 1 | 1 | 1 | 1 | 1 | 1 | 1 | 1 | 1 | 1 | 1 | 1 | 1 | 1 | 24 | 15 | 360 | 1
NE | nuclear | Winter Peak | 0.89379 | 0.85099 | 0.83712 | 0.85601 | 0.85601 | 0.91268 | 0.98824 | 0.98843 | 0.98824 | 1 | 1 | 1 | 1 | 1 | 1 | 1 | 1 | 1 | 1 | 1 | 1 | 1 | 1 | 1 | 23.1715 | 16 | 370.7439 | 1
NE | offshore wind | Winter | 0.46812 | 0.46302 | 0.46066 | 0.45859 | 0.45573 | 0.45507 | 0.45917 | 0.46464 | 0.46712 | 0.45379 | 0.4364 | 0.42182 | 0.41433 | 0.41462 | 0.41805 | 0.42725 | 0.44832 | 0.47238 | 0.48236 | 0.48836 | 0.48629 | 0.48311 | 0.47677 | 0.46157 | 10.9376 | 87 | 951.5675 | 0.48836
NE | offshore wind | Spring | 0.44472 | 0.43504 | 0.43018 | 0.42314 | 0.4119 | 0.39669 | 0.38665 | 0.37127 | 0.3456 | 0.32681 | 0.31325 | 0.30347 | 0.30782 | 0.31905 | 0.3249 | 0.33608 | 0.35787 | 0.38535 | 0.40885 | 0.43556 | 0.4543 | 0.45487 | 0.45932 | 0.45564 | 9.2883 | 111 | 1031.0016 | 0.45932
NE | offshore wind | Summer | 0.2913 | 0.29349 | 0.29748 | 0.29201 | 0.28287 | 0.27039 | 0.25194 | 0.23038 | 0.21051 | 0.19141 | 0.1838 | 0.18402 | 0.17542 | 0.17362 | 0.18008 | 0.19299 | 0.21374 | 0.22802 | 0.24154 | 0.26508 | 0.26262 | 0.26245 | 0.26962 | 0.28314 | 5.7279 | 81 | 463.9611 | 0.29748
NE | offshore wind | Fall | 0.39945 | 0.40031 | 0.39867 | 0.39313 | 0.39477 | 0.39571 | 0.40203 | 0.40656 | 0.40312 | 0.39165 | 0.37299 | 0.36042 | 0.35176 | 0.34653 | 0.3498 | 0.3612 | 0.374 | 0.39329 | 0.40898 | 0.43052 | 0.45652 | 0.45589 | 0.44863 | 0.43021 | 9.5262 | 55 | 523.9383 | 0.45652
NE | offshore wind | Summer Peak | 0.24476 | 0.25238 | 0.27048 | 0.27333 | 0.2781 | 0.29524 | 0.2981 | 0.28667 | 0.27048 | 0.25048 | 0.25143 | 0.2419 | 0.24952 | 0.24095 | 0.23048 | 0.23714 | 0.25429 | 0.24762 | 0.24857 | 0.26857 | 0.26476 | 0.25619 | 0.22857 | 0.14667 | 6.0867 | 15 | 91.3 | 0.2981
NE | offshore wind | Winter Peak | 0.39238 | 0.42 | 0.43524 | 0.44952 | 0.52762 | 0.61429 | 0.70667 | 0.71524 | 0.68857 | 0.62286 | 0.53524 | 0.44667 | 0.35048 | 0.31333 | 0.2981 | 0.29048 | 0.28476 | 0.27714 | 0.2781 | 0.30857 | 0.34 | 0.37048 | 0.41238 | 0.47714 | 10.5552 | 16 | 168.8838 | 0.71524
NE | onshore wind | Winter | 0.59716 | 0.59168 | 0.59095 | 0.59644 | 0.62204 | 0.6462 | 0.62892 | 0.57599 | 0.52336 | 0.49798 | 0.49037 | 0.49566 | 0.50456 | 0.50632 | 0.51246 | 0.53435 | 0.56325 | 0.60149 | 0.63566 | 0.66587 | 0.67085 | 0.66133 | 0.63832 | 0.60018 | 13.9514 | 87 | 1213.7677 | 0.67085
NE | onshore wind | Spring | 0.40176 | 0.38625 | 0.37704 | 0.36615 | 0.35649 | 0.35112 | 0.32295 | 0.26935 | 0.22459 | 0.1911 | 0.17527 | 0.17449 | 0.18266 | 0.1943 | 0.2066 | 0.2316 | 0.26907 | 0.3152 | 0.37236 | 0.43645 | 0.47224 | 0.48561 | 0.492 | 0.48862 | 7.7433 | 111 | 859.5025 | 0.492
NE | onshore wind | Summer | 0.49286 | 0.496 | 0.51249 | 0.53587 | 0.56419 | 0.58464 | 0.54435 | 0.45149 | 0.37466 | 0.33663 | 0.32894 | 0.32812 | 0.32998 | 0.32965 | 0.32753 | 0.32805 | 0.33474 | 0.353 | 0.39835 | 0.45797 | 0.49098 | 0.49433 | 0.48403 | 0.46481 | 10.3437 | 81 | 837.8358 | 0.58464
NE | onshore wind | Fall | 0.24996 | 0.24297 | 0.23472 | 0.22122 | 0.21197 | 0.20411 | 0.18073 | 0.15405 | 0.13049 | 0.098817 | 0.080207 | 0.072309 | 0.069534 | 0.071042 | 0.073194 | 0.07938 | 0.09613 | 0.1247 | 0.15586 | 0.19679 | 0.22709 | 0.24273 | 0.26387 | 0.28489 | 3.9668 | 55 | 218.1713 | 0.28489
NE | onshore wind | Summer Peak | 0.24545 | 0.22359 | 0.18978 | 0.16574 | 0.14951 | 0.137 | 0.099788 | 0.056878 | 0.047087 | 0.043445 | 0.053169 | 0.060863 | 0.061158 | 0.074082 | 0.095567 | 0.10391 | 0.1206 | 0.1484 | 0.19338 | 0.22694 | 0.25738 | 0.27548 | 0.27786 | 0.29333 | 3.6004 | 15 | 54.0059 | 0.29333
NE | onshore wind | Winter Peak | 0.64945 | 0.63397 | 0.63555 | 0.64405 | 0.66424 | 0.68519 | 0.68559 | 0.67906 | 0.61932 | 0.50894 | 0.4071 | 0.35383 | 0.31737 | 0.27689 | 0.23066 | 0.19226 | 0.20884 | 0.238 | 0.25291 | 0.25176 | 0.23471 | 0.20986 | 0.19781 | 0.19343 | 9.9708 | 16 | 159.5327 | 0.68559
NE | petroleum | Winter | 0.012498 | 0.012498 | 0.012498 | 0.012498 | 0.012498 | 0.012498 | 0.012498 | 0.012498 | 0.012498 | 0.012498 | 0.018747 | 0.025777 | 0.026558 | 0.026558 | 0.033962 | 0.040116 | 0.047128 | 0.053658 | 0.035948 | 0.0061541 | 0 | 0 | 0 | 0 | 0.43958 | 87 | 38.2436 | 0.053658
NE | petroleum | Spring | 0.029925 | 0.029925 | 0.029925 | 0.029925 | 0.029925 | 0.029925 | 0.029925 | 0.029925 | 0.029925 | 0.046814 | 0.066267 | 0.085507 | 0.10296 | 0.10996 | 0.11742 | 0.1386 | 0.17676 | 0.19271 | 0.14109 | 0.11814 | 0.071458 | 0.043623 | 0.040407 | 0.040333 | 1.7614 | 111 | 195.5124 | 0.19271
NE | petroleum | Summer | 0.013423 | 0.013423 | 0.013423 | 0.013423 | 0.013423 | 0.013423 | 0.013423 | 0.013423 | 0.013423 | 0.013423 | 0.030765 | 0.041155 | 0.056297 | 0.071619 | 0.087793 | 0.084423 | 0.084695 | 0.10055 | 0.084355 | 0.048852 | 0.014867 | 0.0096636 | 0.0067117 | 0.0067117 | 0.86269 | 81 | 69.8776 | 0.10055
NE | petroleum | Fall | 0.040624 | 0.040624 | 0.040624 | 0.040624 | 0.040624 | 0.040624 | 0.040624 | 0.040624 | 0.040624 | 0.040624 | 0.040624 | 0.051745 | 0.057163 | 0.062434 | 0.07565 | 0.07059 | 0.096603 | 0.1217 | 0.080514 | 0.081398 | 0.063755 | 0.050509 | 0.050509 | 0.050509 | 1.3599 | 55 | 74.7972 | 0.1217
NE | petroleum | Summer Peak | 0.33415 | 0.33415 | 0.33415 | 0.33415 | 0.33415 | 0.33415 | 0.33415 | 0.33415 | 0.33415 | 0.35832 | 0.4562 | 0.51288 | 0.65431 | 0.77718 | 0.78488 | 0.7808 | 0.81365 | 0.91904 | 0.73185 | 0.65982 | 0.50114 | 0.32962 | 0.32962 | 0.32962 | 11.9463 | 15 | 179.1948 | 0.91904
NE | petroleum | Winter Peak | 0 | 0 | 0 | 0 | 0 | 0 | 0 | 0 | 0 | 0 | 0 | 0 | 0 | 0 | 0 | 0 | 0 | 0 | 0 | 0 | 0 | 0 | 0 | 0 | 0 | 16 | 0 | 0
NE | pumped hydro | Winter | 0.050786 | 0.031782 | 0.011015 | 0.0036035 | 0.0015851 | 0.005556 | 0.040084 | 0.033931 | 0.015151 | 0.0089085 | 0.0017651 | 0.0025064 | 0.0017282 | 0.0011129 | 0.0006206 | 0.00067935 | 0.0057153 | 0.12696 | 0.27549 | 0.26941 | 0.19322 | 0.12361 | 0.087958 | 0.059443 | 1.3526 | 87 | 117.6781 | 0.27549
NE | pumped hydro | Spring | 0.13406 | 0.089046 | 0.043601 | 0.027674 | 0.022308 | 0.021574 | 0.03002 | 0.021769 | 0.01624 | 0.0019417 | 0.0019339 | 0.0016268 | 0.0017358 | 0.0033852 | 0.0067275 | 0.010701 | 0.041979 | 0.14699 | 0.34078 | 0.37694 | 0.3594 | 0.20445 | 0.15713 | 0.1425 | 2.2045 | 111 | 244.7005 | 0.37694
NE | pumped hydro | Summer | 0.088023 | 0.039339 | 0.016514 | 0.0093124 | 0.0054294 | 0.0038308 | 0.0031176 | 0.0012654 | 0.00015248 | 2.3472e-05 | 0.00083549 | 0.022595 | 0.10315 | 0.18902 | 0.2678 | 0.35551 | 0.45477 | 0.53128 | 0.58425 | 0.58312 | 0.54844 | 0.32976 | 0.16117 | 0.12689 | 4.4256 | 81 | 358.4737 | 0.58425
NE | pumped hydro | Fall | 0.087977 | 0.062359 | 0.024155 | 0.0062008 | 0.0025893 | 0.0017164 | 0.0023704 | 0.0063496 | 0.0078345 | 0.00033795 | 0.00071655 | 0.00089718 | 0.0046131 | 0.012083 | 0.021131 | 0.03584 | 0.098139 | 0.31041 | 0.39754 | 0.41951 | 0.24537 | 0.15513 | 0.1382 | 0.11573 | 2.1572 | 55 | 118.6461 | 0.41951
NE | pumped hydro | Summer Peak | 0.13154 | 0.040447 | 0 | 0 | 0 | 0 | 0 | 0 | 0 | 0.00043189 | 0.0018473 | 0.083516 | 0.34412 | 0.45311 | 0.54917 | 0.60615 | 0.63472 | 0.64234 | 0.639 | 0.63262 | 0.72697 | 0.67088 | 0.19429 | 0.14993 | 6.5011 | 15 | 97.5161 | 0.72697
NE | pumped hydro | Winter Peak | 0.0047638 | 0.0026573 | 0.0018473 | 0.0018473 | 0 | 0.094888 | 0.19155 | 0.14615 | 0.0043146 | 0.012964 | 0.003345 | 0.0052486 | 0.0036945 | 0 | 0 | 0 | 0.0048896 | 0.20752 | 0.3746 | 0.38504 | 0.33367 | 0.19894 | 0.069298 | 0.020111 | 2.0674 | 16 | 33.0777 | 0.38504
NE | smr | Winter | 1 | 1 | 1 | 1 | 1 | 1 | 1 | 1 | 1 | 1 | 1 | 1 | 1 | 1 | 1 | 1 | 1 | 1 | 1 | 1 | 1 | 1 | 1 | 1 | 24 | 87 | 2088 | 1
NE | smr | Spring | 1 | 1 | 1 | 1 | 1 | 1 | 1 | 1 | 1 | 1 | 1 | 1 | 1 | 1 | 1 | 1 | 1 | 1 | 1 | 1 | 1 | 1 | 1 | 1 | 24 | 111 | 2664 | 1
NE | smr | Summer | 1 | 1 | 1 | 1 | 1 | 1 | 1 | 1 | 1 | 1 | 1 | 1 | 1 | 1 | 1 | 1 | 1 | 1 | 1 | 1 | 1 | 1 | 1 | 1 | 24 | 81 | 1944 | 1
NE | smr | Fall | 1 | 1 | 1 | 1 | 1 | 1 | 1 | 1 | 1 | 1 | 1 | 1 | 1 | 1 | 1 | 1 | 1 | 1 | 1 | 1 | 1 | 1 | 1 | 1 | 24 | 55 | 1320 | 1
NE | smr | Summer Peak | 1 | 1 | 1 | 1 | 1 | 1 | 1 | 1 | 1 | 1 | 1 | 1 | 1 | 1 | 1 | 1 | 1 | 1 | 1 | 1 | 1 | 1 | 1 | 1 | 24 | 15 | 360 | 1
NE | smr | Winter Peak | 1 | 1 | 1 | 1 | 1 | 1 | 1 | 1 | 1 | 1 | 1 | 1 | 1 | 1 | 1 | 1 | 1 | 1 | 1 | 1 | 1 | 1 | 1 | 1 | 24 | 16 | 384 | 1
NE | solar pv dist | Winter | 0 | 0 | 0 | 0 | 0.00030611 | 0.0040712 | 0.12376 | 0.2505 | 0.3427 | 0.3753 | 0.37844 | 0.37346 | 0.36929 | 0.46205 | 0.44451 | 0.38493 | 0.24862 | 0.13303 | 0.026754 | 0.0002908 | 0 | 0 | 0 | 0 | 3.918 | 87 | 340.8668 | 0.46205
NE | solar pv dist | Spring | 0 | 0 | 0 | 0 | 0.00022792 | 0.0035268 | 0.13206 | 0.26296 | 0.3663 | 0.3945 | 0.38887 | 0.38728 | 0.39051 | 0.49723 | 0.48808 | 0.40998 | 0.25268 | 0.13707 | 0.027087 | 0.00037188 | 0 | 0 | 0 | 0 | 4.1387 | 111 | 459.4008 | 0.49723
NE | solar pv dist | Summer | 0 | 0 | 0 | 0 | 0.00023015 | 0.0040111 | 0.15461 | 0.31068 | 0.40302 | 0.44053 | 0.44338 | 0.43305 | 0.43027 | 0.52777 | 0.54102 | 0.47081 | 0.30802 | 0.16349 | 0.02867 | 0.00031234 | 0 | 0 | 0 | 0 | 4.6599 | 81 | 377.4501 | 0.54102
NE | solar pv dist | Fall | 0 | 0 | 0 | 0 | 0.00029052 | 0.0031715 | 0.10464 | 0.20985 | 0.30139 | 0.34165 | 0.351 | 0.35787 | 0.35412 | 0.4422 | 0.44716 | 0.36698 | 0.21663 | 0.099939 | 0.027309 | 0.00038736 | 0 | 0 | 0 | 0 | 3.6246 | 55 | 199.3529 | 0.44716
NE | solar pv dist | Summer Peak | 0 | 0 | 0 | 0 | 0.00035508 | 0.0084332 | 0.25948 | 0.37541 | 0.43737 | 0.45033 | 0.46125 | 0.46507 | 0.45948 | 0.54816 | 0.55419 | 0.53049 | 0.4767 | 0.25362 | 0.071993 | 0.0016866 | 0 | 0 | 0 | 0 | 5.354 | 15 | 80.3103 | 0.55419
NE | solar pv dist | Winter Peak | 0 | 0 | 0 | 0 | 0 | 0 | 0.002247 | 0.081808 | 0.24234 | 0.28653 | 0.30418 | 0.32482 | 0.33688 | 0.49809 | 0.49742 | 0.2857 | 0.051265 | 0.001498 | 0 | 0 | 0 | 0 | 0 | 0 | 2.9128 | 16 | 46.6045 | 0.49809
NE | solar pv | Winter | 0 | 0 | 0 | 0 | 1.8115e-05 | 0.020858 | 0.098612 | 0.22477 | 0.34577 | 0.41397 | 0.42509 | 0.41118 | 0.40347 | 0.41369 | 0.418 | 0.38981 | 0.29283 | 0.15611 | 0.044693 | 0.00028121 | 0 | 0 | 0 | 0 | 4.0592 | 87 | 353.1475 | 0.42509
NE | solar pv | Spring | 0 | 0 | 0 | 0 | 1.4417e-05 | 0.017132 | 0.10552 | 0.2383 | 0.36405 | 0.43161 | 0.4485 | 0.44935 | 0.45132 | 0.45933 | 0.46455 | 0.43122 | 0.32351 | 0.18194 | 0.053235 | 0.0004205 | 0 | 0 | 0 | 0 | 4.42 | 111 | 490.6192 | 0.46455
NE | solar pv | Summer | 0 | 0 | 0 | 0 | 1.2872e-05 | 0.018587 | 0.12177 | 0.30038 | 0.43964 | 0.50566 | 0.50122 | 0.49147 | 0.48714 | 0.4896 | 0.49985 | 0.47175 | 0.36151 | 0.20263 | 0.05289 | 0.00040501 | 0 | 0 | 0 | 0 | 4.9445 | 81 | 400.5057 | 0.50566
NE | solar pv | Fall | 0 | 0 | 0 | 0 | 1.7193e-05 | 0.015973 | 0.085312 | 0.18727 | 0.29906 | 0.37692 | 0.40188 | 0.40851 | 0.41192 | 0.42376 | 0.43377 | 0.3901 | 0.26514 | 0.14485 | 0.048638 | 0.00042851 | 0 | 0 | 0 | 0 | 3.8935 | 55 | 214.1452 | 0.43377
NE | solar pv | Summer Peak | 0 | 0 | 0 | 0 | 1.9397e-05 | 0.040566 | 0.24904 | 0.43862 | 0.51046 | 0.53616 | 0.54317 | 0.54015 | 0.53593 | 0.52549 | 0.50623 | 0.48383 | 0.44629 | 0.34098 | 0.13861 | 0.0014516 | 0 | 0 | 0 | 0 | 5.837 | 15 | 87.5549 | 0.54317
NE | solar pv | Winter Peak | 0 | 0 | 0 | 0 | 0 | 0 | 1.0608e-05 | 0.024056 | 0.17907 | 0.33048 | 0.36067 | 0.34388 | 0.34299 | 0.36644 | 0.3857 | 0.29119 | 0.068392 | 0.00035309 | 0 | 0 | 0 | 0 | 0 | 0 | 2.6932 | 16 | 43.0916 | 0.3857
NE | solar thermal | Winter | 0 | 0 | 0 | 0 | 0 | 0 | 0 | 0 | 0 | 0.08597 | 0.37963 | 0.49887 | 0.49723 | 0.48344 | 0.47116 | 0.48279 | 0.49202 | 0.44649 | 0.21282 | 0.015243 | 0 | 0 | 0 | 0 | 4.0657 | 87 | 353.7129 | 0.49887
NE | solar thermal | Spring | 0 | 0 | 0 | 0 | 0 | 0 | 0 | 0.0076376 | 0.18687 | 0.48014 | 0.63047 | 0.67382 | 0.67706 | 0.67418 | 0.66674 | 0.6665 | 0.66683 | 0.64842 | 0.56803 | 0.30656 | 0.039289 | 0 | 0 | 0 | 6.8926 | 111 | 765.0745 | 0.67706
NE | solar thermal | Summer | 0 | 0 | 0 | 0 | 0 | 0 | 0 | 0.024165 | 0.27576 | 0.51489 | 0.59949 | 0.63012 | 0.63917 | 0.63842 | 0.63267 | 0.62353 | 0.61338 | 0.59439 | 0.54207 | 0.40006 | 0.11962 | 2.6056e-06 | 0 | 0 | 6.8477 | 81 | 554.6656 | 0.63917
NE | solar thermal | Fall | 0 | 0 | 0 | 0 | 0 | 0 | 0 | 0 | 0.054994 | 0.36422 | 0.55217 | 0.58569 | 0.57826 | 0.56812 | 0.56341 | 0.56827 | 0.56955 | 0.52878 | 0.35579 | 0.077412 | 3.2207e-05 | 0 | 0 | 0 | 5.3667 | 55 | 295.1682 | 0.58569
NE | solar thermal | Summer Peak | 0 | 0 | 0 | 0 | 0 | 0 | 0 | 0.027732 | 0.38084 | 0.62249 | 0.69231 | 0.71807 | 0.7248 | 0.72465 | 0.72329 | 0.72571 | 0.72389 | 0.71218 | 0.67311 | 0.55977 | 0.22117 | 0 | 0 | 0 | 8.23 | 15 | 123.4502 | 0.72571
NE | solar thermal | Winter Peak | 0 | 0 | 0 | 0 | 0 | 0 | 0 | 0 | 0 | 0.0026447 | 0.27588 | 0.35613 | 0.39021 | 0.41121 | 0.42512 | 0.48557 | 0.52766 | 0.49305 | 0.19344 | 0 | 0 | 0 | 0 | 0 | 3.5609 | 16 | 56.9745 | 0.52766
NE | natural gas steam turbine | Winter | 0 | 0 | 0 | 0 | 0 | 0 | 0 | 0 | 0 | 0 | 0 | 0 | 0 | 0 | 0 | 0 | 0 | 0 | 0 | 0 | 0 | 0 | 0 | 0 | 0 | 87 | 0 | 0
NE | natural gas steam turbine | Spring | 0 | 0 | 0 | 0 | 0 | 0 | 0 | 0 | 0 | 0 | 0 | 0 | 0 | 0 | 0 | 0 | 0 | 0 | 0 | 0 | 0 | 0 | 0 | 0 | 0 | 111 | 0 | 0
NE | natural gas steam turbine | Summer | 0.11217 | 0.11217 | 0.11217 | 0.11217 | 0.11217 | 0.11217 | 0.11217 | 0.11217 | 0.11217 | 0.11217 | 0.19414 | 0.52201 | 0.79056 | 0.79056 | 0.79056 | 0.79056 | 0.79056 | 0.79056 | 0.79056 | 0.79056 | 0.34082 | 0.11217 | 0.11217 | 0.11217 | 8.8396 | 81 | 716.0111 | 0.79056
NE | natural gas steam turbine | Fall | 0 | 0 | 0 | 0 | 0 | 0 | 0 | 0 | 0 | 0 | 0 | 0 | 0 | 0 | 0 | 0.018459 | 0.018459 | 0.018459 | 0.018459 | 0 | 0 | 0 | 0 | 0 | 0.073835 | 55 | 4.0609 | 0.018459
NE | natural gas steam turbine | Summer Peak | 0 | 0 | 0 | 0 | 0 | 0 | 0 | 0 | 0 | 0 | 0 | 0 | 0 | 0 | 0 | 0 | 0 | 0 | 0 | 0 | 0 | 0 | 0 | 0 | 0 | 15 | 0 | 0
NE | natural gas steam turbine | Winter Peak | 0 | 0 | 0 | 0 | 0 | 0 | 0 | 0 | 0 | 0 | 0 | 0 | 0 | 0 | 0 | 0 | 0 | 0 | 0 | 0 | 0 | 0 | 0 | 0 | 0 | 16 | 0 | 0
NH | biomass ccs | Winter | 0.8 | 0.8 | 0.8 | 0.8 | 0.8 | 0.8 | 0.8 | 0.8 | 0.8 | 0.8 | 0.8 | 0.8 | 0.8 | 0.8 | 0.8 | 0.8 | 0.8 | 0.8 | 0.8 | 0.8 | 0.8 | 0.8 | 0.8 | 0.8 | 19.2 | 65 | 1248 | 0.8
NH | biomass ccs | Spring | 0.8 | 0.8 | 0.8 | 0.8 | 0.8 | 0.8 | 0.8 | 0.8 | 0.8 | 0.8 | 0.8 | 0.8 | 0.8 | 0.8 | 0.8 | 0.8 | 0.8 | 0.8 | 0.8 | 0.8 | 0.8 | 0.8 | 0.8 | 0.8 | 19.2 | 115 | 2208 | 0.8
NH | biomass ccs | Summer | 0.8 | 0.8 | 0.8 | 0.8 | 0.8 | 0.8 | 0.8 | 0.8 | 0.8 | 0.8 | 0.8 | 0.8 | 0.8 | 0.8 | 0.8 | 0.8 | 0.8 | 0.8 | 0.8 | 0.8 | 0.8 | 0.8 | 0.8 | 0.8 | 19.2 | 101 | 1939.2 | 0.8
NH | biomass ccs | Fall | 0.8 | 0.8 | 0.8 | 0.8 | 0.8 | 0.8 | 0.8 | 0.8 | 0.8 | 0.8 | 0.8 | 0.8 | 0.8 | 0.8 | 0.8 | 0.8 | 0.8 | 0.8 | 0.8 | 0.8 | 0.8 | 0.8 | 0.8 | 0.8 | 19.2 | 70 | 1344 | 0.8
NH | biomass ccs | Summer Peak | 0.8 | 0.8 | 0.8 | 0.8 | 0.8 | 0.8 | 0.8 | 0.8 | 0.8 | 0.8 | 0.8 | 0.8 | 0.8 | 0.8 | 0.8 | 0.8 | 0.8 | 0.8 | 0.8 | 0.8 | 0.8 | 0.8 | 0.8 | 0.8 | 19.2 | 9 | 172.8 | 0.8
NH | biomass ccs | Winter Peak | 0.8 | 0.8 | 0.8 | 0.8 | 0.8 | 0.8 | 0.8 | 0.8 | 0.8 | 0.8 | 0.8 | 0.8 | 0.8 | 0.8 | 0.8 | 0.8 | 0.8 | 0.8 | 0.8 | 0.8 | 0.8 | 0.8 | 0.8 | 0.8 | 19.2 | 5 | 96 | 0.8
NH | biomass | Winter | 0.4271 | 0.4271 | 0.4271 | 0.4271 | 0.4271 | 0.4271 | 0.4271 | 0.4271 | 0.4271 | 0.4271 | 0.4271 | 0.4271 | 0.4271 | 0.4271 | 0.4271 | 0.4271 | 0.4271 | 0.4271 | 0.4271 | 0.4271 | 0.4271 | 0.4271 | 0.4271 | 0.4271 | 10.2504 | 65 | 666.276 | 0.4271
NH | biomass | Spring | 0.4271 | 0.4271 | 0.4271 | 0.4271 | 0.4271 | 0.4271 | 0.4271 | 0.4271 | 0.4271 | 0.4271 | 0.4271 | 0.4271 | 0.4271 | 0.4271 | 0.4271 | 0.4271 | 0.4271 | 0.4271 | 0.4271 | 0.4271 | 0.4271 | 0.4271 | 0.4271 | 0.4271 | 10.2504 | 115 | 1178.796 | 0.4271
NH | biomass | Summer | 0.4271 | 0.4271 | 0.4271 | 0.4271 | 0.4271 | 0.4271 | 0.4271 | 0.4271 | 0.4271 | 0.4271 | 0.4271 | 0.4271 | 0.4271 | 0.4271 | 0.4271 | 0.4271 | 0.4271 | 0.4271 | 0.4271 | 0.4271 | 0.4271 | 0.4271 | 0.4271 | 0.4271 | 10.2504 | 101 | 1035.2904 | 0.4271
NH | biomass | Fall | 0.4271 | 0.4271 | 0.4271 | 0.4271 | 0.4271 | 0.4271 | 0.4271 | 0.4271 | 0.4271 | 0.4271 | 0.4271 | 0.4271 | 0.4271 | 0.4271 | 0.4271 | 0.4271 | 0.4271 | 0.4271 | 0.4271 | 0.4271 | 0.4271 | 0.4271 | 0.4271 | 0.4271 | 10.2504 | 70 | 717.528 | 0.4271
NH | biomass | Summer Peak | 0.4271 | 0.4271 | 0.4271 | 0.4271 | 0.4271 | 0.4271 | 0.4271 | 0.4271 | 0.4271 | 0.4271 | 0.4271 | 0.4271 | 0.4271 | 0.4271 | 0.4271 | 0.4271 | 0.4271 | 0.4271 | 0.4271 | 0.4271 | 0.4271 | 0.4271 | 0.4271 | 0.4271 | 10.2504 | 9 | 92.2536 | 0.4271
NH | biomass | Winter Peak | 0.4271 | 0.4271 | 0.4271 | 0.4271 | 0.4271 | 0.4271 | 0.4271 | 0.4271 | 0.4271 | 0.4271 | 0.4271 | 0.4271 | 0.4271 | 0.4271 | 0.4271 | 0.4271 | 0.4271 | 0.4271 | 0.4271 | 0.4271 | 0.4271 | 0.4271 | 0.4271 | 0.4271 | 10.2504 | 5 | 51.252 | 0.4271
NH | natural gas combined cycle ccs | Winter | 0.8 | 0.8 | 0.8 | 0.8 | 0.8 | 0.8 | 0.8 | 0.8 | 0.8 | 0.8 | 0.8 | 0.8 | 0.8 | 0.8 | 0.8 | 0.8 | 0.8 | 0.8 | 0.8 | 0.8 | 0.8 | 0.8 | 0.8 | 0.8 | 19.2 | 65 | 1248 | 0.8
NH | natural gas combined cycle ccs | Spring | 0.8 | 0.8 | 0.8 | 0.8 | 0.8 | 0.8 | 0.8 | 0.8 | 0.8 | 0.8 | 0.8 | 0.8 | 0.8 | 0.8 | 0.8 | 0.8 | 0.8 | 0.8 | 0.8 | 0.8 | 0.8 | 0.8 | 0.8 | 0.8 | 19.2 | 115 | 2208 | 0.8
NH | natural gas combined cycle ccs | Summer | 0.8 | 0.8 | 0.8 | 0.8 | 0.8 | 0.8 | 0.8 | 0.8 | 0.8 | 0.8 | 0.8 | 0.8 | 0.8 | 0.8 | 0.8 | 0.8 | 0.8 | 0.8 | 0.8 | 0.8 | 0.8 | 0.8 | 0.8 | 0.8 | 19.2 | 101 | 1939.2 | 0.8
NH | natural gas combined cycle ccs | Fall | 0.8 | 0.8 | 0.8 | 0.8 | 0.8 | 0.8 | 0.8 | 0.8 | 0.8 | 0.8 | 0.8 | 0.8 | 0.8 | 0.8 | 0.8 | 0.8 | 0.8 | 0.8 | 0.8 | 0.8 | 0.8 | 0.8 | 0.8 | 0.8 | 19.2 | 70 | 1344 | 0.8
NH | natural gas combined cycle ccs | Summer Peak | 0.8 | 0.8 | 0.8 | 0.8 | 0.8 | 0.8 | 0.8 | 0.8 | 0.8 | 0.8 | 0.8 | 0.8 | 0.8 | 0.8 | 0.8 | 0.8 | 0.8 | 0.8 | 0.8 | 0.8 | 0.8 | 0.8 | 0.8 | 0.8 | 19.2 | 9 | 172.8 | 0.8
NH | natural gas combined cycle ccs | Winter Peak | 0.8 | 0.8 | 0.8 | 0.8 | 0.8 | 0.8 | 0.8 | 0.8 | 0.8 | 0.8 | 0.8 | 0.8 | 0.8 | 0.8 | 0.8 | 0.8 | 0.8 | 0.8 | 0.8 | 0.8 | 0.8 | 0.8 | 0.8 | 0.8 | 19.2 | 5 | 96 | 0.8
NH | natural gas combined cycle | Winter | 0.4442 | 0.4442 | 0.4442 | 0.4442 | 0.4442 | 0.4442 | 0.4442 | 0.4442 | 0.4442 | 0.4442 | 0.4442 | 0.4442 | 0.4442 | 0.4442 | 0.4442 | 0.4442 | 0.4442 | 0.4442 | 0.4442 | 0.4442 | 0.4442 | 0.4442 | 0.4442 | 0.4442 | 10.6608 | 65 | 692.952 | 0.4442
NH | natural gas combined cycle | Spring | 0.4442 | 0.4442 | 0.4442 | 0.4442 | 0.4442 | 0.4442 | 0.4442 | 0.4442 | 0.4442 | 0.4442 | 0.4442 | 0.4442 | 0.4442 | 0.4442 | 0.4442 | 0.4442 | 0.4442 | 0.4442 | 0.4442 | 0.4442 | 0.4442 | 0.4442 | 0.4442 | 0.4442 | 10.6608 | 115 | 1225.992 | 0.4442
NH | natural gas combined cycle | Summer | 0.4442 | 0.4442 | 0.4442 | 0.4442 | 0.4442 | 0.4442 | 0.4442 | 0.4442 | 0.4442 | 0.4442 | 0.4442 | 0.4442 | 0.4442 | 0.4442 | 0.4442 | 0.4442 | 0.4442 | 0.4442 | 0.4442 | 0.4442 | 0.4442 | 0.4442 | 0.4442 | 0.4442 | 10.6608 | 101 | 1076.7408 | 0.4442
NH | natural gas combined cycle | Fall | 0.4442 | 0.4442 | 0.4442 | 0.4442 | 0.4442 | 0.4442 | 0.4442 | 0.4442 | 0.4442 | 0.4442 | 0.4442 | 0.4442 | 0.4442 | 0.4442 | 0.4442 | 0.4442 | 0.4442 | 0.4442 | 0.4442 | 0.4442 | 0.4442 | 0.4442 | 0.4442 | 0.4442 | 10.6608 | 70 | 746.256 | 0.4442
NH | natural gas combined cycle | Summer Peak | 0.4442 | 0.4442 | 0.4442 | 0.4442 | 0.4442 | 0.4442 | 0.4442 | 0.4442 | 0.4442 | 0.4442 | 0.4442 | 0.4442 | 0.4442 | 0.4442 | 0.4442 | 0.4442 | 0.4442 | 0.4442 | 0.4442 | 0.4442 | 0.4442 | 0.4442 | 0.4442 | 0.4442 | 10.6608 | 9 | 95.9472 | 0.4442
NH | natural gas combined cycle | Winter Peak | 0.4442 | 0.4442 | 0.4442 | 0.4442 | 0.4442 | 0.4442 | 0.4442 | 0.4442 | 0.4442 | 0.4442 | 0.4442 | 0.4442 | 0.4442 | 0.4442 | 0.4442 | 0.4442 | 0.4442 | 0.4442 | 0.4442 | 0.4442 | 0.4442 | 0.4442 | 0.4442 | 0.4442 | 10.6608 | 5 | 53.304 | 0.4442
NH | crude oil | Winter | 0.001 | 0.001 | 0.001 | 0.001 | 0.001 | 0.001 | 0.001 | 0.001 | 0.001 | 0.001 | 0.001 | 0.001 | 0.001 | 0.001 | 0.001 | 0.001 | 0.001 | 0.001 | 0.001 | 0.001 | 0.001 | 0.001 | 0.001 | 0.001 | 0.024 | 65 | 1.56 | 0.001
NH | crude oil | Spring | 0.001 | 0.001 | 0.001 | 0.001 | 0.001 | 0.001 | 0.001 | 0.001 | 0.001 | 0.001 | 0.001 | 0.001 | 0.001 | 0.001 | 0.001 | 0.001 | 0.001 | 0.001 | 0.001 | 0.001 | 0.001 | 0.001 | 0.001 | 0.001 | 0.024 | 115 | 2.76 | 0.001
NH | crude oil | Summer | 0.001 | 0.001 | 0.001 | 0.001 | 0.001 | 0.001 | 0.001 | 0.001 | 0.001 | 0.001 | 0.001 | 0.001 | 0.001 | 0.001 | 0.001 | 0.001 | 0.001 | 0.001 | 0.001 | 0.001 | 0.001 | 0.001 | 0.001 | 0.001 | 0.024 | 101 | 2.424 | 0.001
NH | crude oil | Fall | 0.001 | 0.001 | 0.001 | 0.001 | 0.001 | 0.001 | 0.001 | 0.001 | 0.001 | 0.001 | 0.001 | 0.001 | 0.001 | 0.001 | 0.001 | 0.001 | 0.001 | 0.001 | 0.001 | 0.001 | 0.001 | 0.001 | 0.001 | 0.001 | 0.024 | 70 | 1.68 | 0.001
NH | crude oil | Summer Peak | 0.001 | 0.001 | 0.001 | 0.001 | 0.001 | 0.001 | 0.001 | 0.001 | 0.001 | 0.001 | 0.001 | 0.001 | 0.001 | 0.001 | 0.001 | 0.001 | 0.001 | 0.001 | 0.001 | 0.001 | 0.001 | 0.001 | 0.001 | 0.001 | 0.024 | 9 | 0.216 | 0.001
NH | crude oil | Winter Peak | 0.001 | 0.001 | 0.001 | 0.001 | 0.001 | 0.001 | 0.001 | 0.001 | 0.001 | 0.001 | 0.001 | 0.001 | 0.001 | 0.001 | 0.001 | 0.001 | 0.001 | 0.001 | 0.001 | 0.001 | 0.001 | 0.001 | 0.001 | 0.001 | 0.024 | 5 | 0.12 | 0.001
NH | geothermal | Winter | 0.6595 | 0.6595 | 0.6595 | 0.6595 | 0.6595 | 0.6595 | 0.6595 | 0.6595 | 0.6595 | 0.6595 | 0.6595 | 0.6595 | 0.6595 | 0.6595 | 0.6595 | 0.6595 | 0.6595 | 0.6595 | 0.6595 | 0.6595 | 0.6595 | 0.6595 | 0.6595 | 0.6595 | 15.828 | 65 | 1028.82 | 0.6595
NH | geothermal | Spring | 0.6595 | 0.6595 | 0.6595 | 0.6595 | 0.6595 | 0.6595 | 0.6595 | 0.6595 | 0.6595 | 0.6595 | 0.6595 | 0.6595 | 0.6595 | 0.6595 | 0.6595 | 0.6595 | 0.6595 | 0.6595 | 0.6595 | 0.6595 | 0.6595 | 0.6595 | 0.6595 | 0.6595 | 15.828 | 115 | 1820.22 | 0.6595
NH | geothermal | Summer | 0.6595 | 0.6595 | 0.6595 | 0.6595 | 0.6595 | 0.6595 | 0.6595 | 0.6595 | 0.6595 | 0.6595 | 0.6595 | 0.6595 | 0.6595 | 0.6595 | 0.6595 | 0.6595 | 0.6595 | 0.6595 | 0.6595 | 0.6595 | 0.6595 | 0.6595 | 0.6595 | 0.6595 | 15.828 | 101 | 1598.628 | 0.6595
NH | geothermal | Fall | 0.6595 | 0.6595 | 0.6595 | 0.6595 | 0.6595 | 0.6595 | 0.6595 | 0.6595 | 0.6595 | 0.6595 | 0.6595 | 0.6595 | 0.6595 | 0.6595 | 0.6595 | 0.6595 | 0.6595 | 0.6595 | 0.6595 | 0.6595 | 0.6595 | 0.6595 | 0.6595 | 0.6595 | 15.828 | 70 | 1107.96 | 0.6595
NH | geothermal | Summer Peak | 0.6595 | 0.6595 | 0.6595 | 0.6595 | 0.6595 | 0.6595 | 0.6595 | 0.6595 | 0.6595 | 0.6595 | 0.6595 | 0.6595 | 0.6595 | 0.6595 | 0.6595 | 0.6595 | 0.6595 | 0.6595 | 0.6595 | 0.6595 | 0.6595 | 0.6595 | 0.6595 | 0.6595 | 15.828 | 9 | 142.452 | 0.6595
NH | geothermal | Winter Peak | 0.6595 | 0.6595 | 0.6595 | 0.6595 | 0.6595 | 0.6595 | 0.6595 | 0.6595 | 0.6595 | 0.6595 | 0.6595 | 0.6595 | 0.6595 | 0.6595 | 0.6595 | 0.6595 | 0.6595 | 0.6595 | 0.6595 | 0.6595 | 0.6595 | 0.6595 | 0.6595 | 0.6595 | 15.828 | 5 | 79.14 | 0.6595
NH | hard coal ccs | Winter | 0.8 | 0.8 | 0.8 | 0.8 | 0.8 | 0.8 | 0.8 | 0.8 | 0.8 | 0.8 | 0.8 | 0.8 | 0.8 | 0.8 | 0.8 | 0.8 | 0.8 | 0.8 | 0.8 | 0.8 | 0.8 | 0.8 | 0.8 | 0.8 | 19.2 | 65 | 1248 | 0.8
NH | hard coal ccs | Spring | 0.8 | 0.8 | 0.8 | 0.8 | 0.8 | 0.8 | 0.8 | 0.8 | 0.8 | 0.8 | 0.8 | 0.8 | 0.8 | 0.8 | 0.8 | 0.8 | 0.8 | 0.8 | 0.8 | 0.8 | 0.8 | 0.8 | 0.8 | 0.8 | 19.2 | 115 | 2208 | 0.8
NH | hard coal ccs | Summer | 0.8 | 0.8 | 0.8 | 0.8 | 0.8 | 0.8 | 0.8 | 0.8 | 0.8 | 0.8 | 0.8 | 0.8 | 0.8 | 0.8 | 0.8 | 0.8 | 0.8 | 0.8 | 0.8 | 0.8 | 0.8 | 0.8 | 0.8 | 0.8 | 19.2 | 101 | 1939.2 | 0.8
NH | hard coal ccs | Fall | 0.8 | 0.8 | 0.8 | 0.8 | 0.8 | 0.8 | 0.8 | 0.8 | 0.8 | 0.8 | 0.8 | 0.8 | 0.8 | 0.8 | 0.8 | 0.8 | 0.8 | 0.8 | 0.8 | 0.8 | 0.8 | 0.8 | 0.8 | 0.8 | 19.2 | 70 | 1344 | 0.8
NH | hard coal ccs | Summer Peak | 0.8 | 0.8 | 0.8 | 0.8 | 0.8 | 0.8 | 0.8 | 0.8 | 0.8 | 0.8 | 0.8 | 0.8 | 0.8 | 0.8 | 0.8 | 0.8 | 0.8 | 0.8 | 0.8 | 0.8 | 0.8 | 0.8 | 0.8 | 0.8 | 19.2 | 9 | 172.8 | 0.8
NH | hard coal ccs | Winter Peak | 0.8 | 0.8 | 0.8 | 0.8 | 0.8 | 0.8 | 0.8 | 0.8 | 0.8 | 0.8 | 0.8 | 0.8 | 0.8 | 0.8 | 0.8 | 0.8 | 0.8 | 0.8 | 0.8 | 0.8 | 0.8 | 0.8 | 0.8 | 0.8 | 19.2 | 5 | 96 | 0.8
NH | hard coal | Winter | 0.017118 | 0.017118 | 0.017118 | 0.017118 | 0.017118 | 0.017118 | 0.017118 | 0.017118 | 0.017118 | 0.017118 | 0.022253 | 0.024609 | 0.027389 | 0.032524 | 0.03766 | 0.03766 | 0.03766 | 0.038465 | 0.042795 | 0.042795 | 0.042795 | 0.03766 | 0.03766 | 0.022253 | 0.65536 | 65 | 42.5982 | 0.042795
NH | hard coal | Spring | 0.046442 | 0.046442 | 0.046442 | 0.046442 | 0.046442 | 0.046442 | 0.046442 | 0.046442 | 0.046442 | 0.046442 | 0.049344 | 0.059254 | 0.060955 | 0.075753 | 0.085683 | 0.090697 | 0.10325 | 0.10844 | 0.10626 | 0.1037 | 0.089491 | 0.085078 | 0.055043 | 0.04518 | 1.5825 | 115 | 181.9922 | 0.10844
NH | hard coal | Summer | 0.035253 | 0.035253 | 0.035253 | 0.035253 | 0.035253 | 0.035253 | 0.035253 | 0.035253 | 0.035253 | 0.035253 | 0.035253 | 0.035253 | 0.038558 | 0.046592 | 0.051778 | 0.057286 | 0.061848 | 0.083072 | 0.08657 | 0.082065 | 0.069018 | 0.062236 | 0.046525 | 0.044066 | 1.1526 | 101 | 116.4176 | 0.08657
NH | hard coal | Fall | 0.028612 | 0.028612 | 0.028612 | 0.028612 | 0.028612 | 0.028612 | 0.028612 | 0.028612 | 0.028612 | 0.028612 | 0.028612 | 0.045888 | 0.046488 | 0.046822 | 0.047686 | 0.047686 | 0.046882 | 0.057239 | 0.061992 | 0.052437 | 0.048653 | 0.046672 | 0.039738 | 0.027022 | 0.92993 | 70 | 65.0951 | 0.061992
NH | hard coal | Summer Peak | 0.22253 | 0.22253 | 0.22253 | 0.22253 | 0.22253 | 0.22253 | 0.22253 | 0.22253 | 0.22253 | 0.22253 | 0.25962 | 0.3338 | 0.44507 | 0.51925 | 0.51925 | 0.51925 | 0.51925 | 0.51925 | 0.51925 | 0.52003 | 0.51925 | 0.51925 | 0.37089 | 0.29671 | 8.6054 | 9 | 77.4489 | 0.52003
NH | hard coal | Winter Peak | 0 | 0 | 0 | 0 | 0 | 0 | 0 | 0 | 0 | 0 | 0 | 0 | 0 | 0 | 0 | 0 | 0 | 0 | 0 | 0 | 0 | 0 | 0 | 0 | 0 | 5 | 0 | 0
NH | heavy or residual fuel oil | Winter | 0 | 0 | 0 | 0 | 0 | 0 | 0 | 0 | 0 | 0 | 0 | 0 | 0 | 0 | 0 | 0 | 0 | 0 | 0 | 0 | 0 | 0 | 0 | 0 | 0 | 65 | 0 | 0
NH | heavy or residual fuel oil | Spring | 0 | 0 | 0 | 0 | 0 | 0 | 0 | 0 | 0 | 0 | 0 | 0 | 0 | 0 | 0 | 0 | 0 | 0 | 0 | 0 | 0 | 0 | 0 | 0 | 0 | 115 | 0 | 0
NH | heavy or residual fuel oil | Summer | 0 | 0 | 0 | 0 | 0 | 0 | 0 | 0 | 0 | 0 | 0 | 0 | 0 | 0 | 0 | 0 | 0 | 0 | 0 | 0 | 0 | 0 | 0 | 0 | 0 | 101 | 0 | 0
NH | heavy or residual fuel oil | Fall | 0 | 0 | 0 | 0 | 0 | 0 | 0 | 0 | 0 | 0 | 0 | 0 | 0 | 0 | 0 | 0 | 0 | 0 | 0 | 0 | 0 | 0 | 0 | 0 | 0 | 70 | 0 | 0
NH | heavy or residual fuel oil | Summer Peak | 0 | 0 | 0 | 0 | 0 | 0 | 0 | 0 | 0 | 0 | 0 | 0 | 0 | 0 | 0 | 0 | 0 | 0 | 0 | 0 | 0 | 0 | 0 | 0 | 0 | 9 | 0 | 0
NH | heavy or residual fuel oil | Winter Peak | 0 | 0 | 0 | 0 | 0 | 0 | 0 | 0 | 0 | 0 | 0 | 0 | 0 | 0 | 0 | 0 | 0 | 0 | 0 | 0 | 0 | 0 | 0 | 0 | 0 | 5 | 0 | 0
NH | hydro | Winter | 0.28339 | 0.28211 | 0.282 | 0.28212 | 0.28207 | 0.28292 | 0.28474 | 0.28604 | 0.28546 | 0.28496 | 0.28638 | 0.28657 | 0.28614 | 0.28553 | 0.28574 | 0.28763 | 0.28982 | 0.29119 | 0.29139 | 0.29139 | 0.29124 | 0.29052 | 0.28819 | 0.28514 | 6.8727 | 65 | 446.7236 | 0.29139
NH | hydro | Spring | 0.28192 | 0.28112 | 0.28072 | 0.28085 | 0.28093 | 0.28121 | 0.28143 | 0.28226 | 0.2822 | 0.28269 | 0.28318 | 0.28408 | 0.2842 | 0.28447 | 0.28522 | 0.28653 | 0.28854 | 0.28966 | 0.28992 | 0.29012 | 0.28995 | 0.28838 | 0.28556 | 0.28426 | 6.8294 | 115 | 785.3821 | 0.29012
NH | hydro | Summer | 0.28845 | 0.28812 | 0.28753 | 0.28766 | 0.28728 | 0.28837 | 0.28877 | 0.28956 | 0.28976 | 0.28979 | 0.29001 | 0.2902 | 0.29029 | 0.29008 | 0.291 | 0.2925 | 0.29464 | 0.29625 | 0.2964 | 0.29638 | 0.29621 | 0.29491 | 0.29269 | 0.2907 | 6.9875 | 101 | 705.7419 | 0.2964
NH | hydro | Fall | 0.2742 | 0.27287 | 0.27254 | 0.27264 | 0.27252 | 0.27266 | 0.27124 | 0.27243 | 0.2728 | 0.2732 | 0.27346 | 0.27439 | 0.27442 | 0.27431 | 0.27501 | 0.27603 | 0.27929 | 0.28074 | 0.28098 | 0.28132 | 0.28143 | 0.28004 | 0.27718 | 0.27515 | 6.6108 | 70 | 462.7591 | 0.28143
NH | hydro | Summer Peak | 0.21264 | 0.21264 | 0.21264 | 0.21264 | 0.21264 | 0.21264 | 0.21264 | 0.21264 | 0.21264 | 0.21264 | 0.21388 | 0.21635 | 0.21882 | 0.21965 | 0.22129 | 0.22129 | 0.22129 | 0.22253 | 0.22376 | 0.22376 | 0.22376 | 0.2217 | 0.21797 | 0.21511 | 5.2076 | 9 | 46.8684 | 0.22376
NH | hydro | Winter Peak | 0.2731 | 0.2731 | 0.2731 | 0.2731 | 0.2731 | 0.27508 | 0.27508 | 0.27508 | 0.27904 | 0.27904 | 0.27904 | 0.27904 | 0.28102 | 0.28099 | 0.27904 | 0.27904 | 0.28102 | 0.28102 | 0.28116 | 0.283 | 0.28102 | 0.28102 | 0.27904 | 0.27706 | 6.6714 | 5 | 33.3569 | 0.283
NH | hydrogen combined cycle | Winter | 0.092832 | 0.092832 | 0.092832 | 0.092832 | 0.092832 | 0.092832 | 0.1026 | 0.11471 | 0.097718 | 0.092832 | 0.097718 | 0.097718 | 0.097718 | 0.097718 | 0.097718 | 0.117 | 0.1522 | 0.2056 | 0.21009 | 0.21498 | 0.20937 | 0.18078 | 0.12746 | 0.092832 | 2.9638 | 65 | 192.6442 | 0.21498
NH | hydrogen combined cycle | Spring | 0.018163 | 0.018163 | 0.018163 | 0.018163 | 0.018163 | 0.018163 | 0.018163 | 0.018163 | 0.018163 | 0.018163 | 0.018163 | 0.018163 | 0.018163 | 0.018163 | 0.018163 | 0.018163 | 0.018163 | 0.024217 | 0.036326 | 0.026901 | 0.018163 | 0.012109 | 0.012109 | 0.012109 | 0.4507 | 115 | 51.8304 | 0.036326
NH | hydrogen combined cycle | Summer | 0.42484 | 0.42484 | 0.42484 | 0.42484 | 0.42484 | 0.42484 | 0.42484 | 0.42484 | 0.42484 | 0.42484 | 0.42484 | 0.46326 | 0.49731 | 0.5358 | 0.58856 | 0.65486 | 0.73436 | 0.84273 | 0.9074 | 0.85321 | 0.72123 | 0.62519 | 0.48829 | 0.43138 | 13.0169 | 101 | 1314.7029 | 0.9074
NH | hydrogen combined cycle | Fall | 0.41518 | 0.41518 | 0.41518 | 0.41518 | 0.41518 | 0.41518 | 0.41518 | 0.42431 | 0.44258 | 0.45845 | 0.46997 | 0.49736 | 0.50649 | 0.52476 | 0.55608 | 0.64921 | 0.76777 | 0.88681 | 0.88221 | 0.82954 | 0.80937 | 0.71155 | 0.56206 | 0.42431 | 13.3091 | 70 | 931.6375 | 0.88681
NH | hydrogen combined cycle | Summer Peak | 0.55699 | 0.55699 | 0.55699 | 0.55699 | 0.55699 | 0.55699 | 0.55699 | 0.55699 | 0.55699 | 0.55699 | 0.55699 | 0.55699 | 1 | 1 | 1 | 1 | 1 | 1 | 1 | 1 | 1 | 1 | 0.55699 | 0.55699 | 17.7979 | 9 | 160.1811 | 1
NH | hydrogen combined cycle | Winter Peak | 0 | 0 | 0 | 0 | 0 | 0 | 0 | 0 | 0 | 0 | 0 | 0 | 0 | 0 | 0 | 0 | 0 | 0 | 1 | 0.55699 | 1 | 0.55699 | 0 | 0 | 3.114 | 5 | 15.5699 | 1
NH | hydrogen ct | Winter | 0.033358 | 0.03114 | 0.03011 | 0.02987 | 0.029762 | 0.03062 | 0.042315 | 0.054472 | 0.043887 | 0.031027 | 0.033908 | 0.043631 | 0.054575 | 0.068858 | 0.08082 | 0.0917 | 0.10774 | 0.1485 | 0.23411 | 0.22422 | 0.15158 | 0.09271 | 0.047772 | 0.036916 | 1.7736 | 65 | 115.2843 | 0.23411
NH | hydrogen ct | Spring | 0.048561 | 0.047369 | 0.046775 | 0.046391 | 0.045977 | 0.045283 | 0.044695 | 0.047747 | 0.047364 | 0.044867 | 0.046963 | 0.059907 | 0.077935 | 0.10694 | 0.14471 | 0.18169 | 0.22907 | 0.31601 | 0.42767 | 0.39355 | 0.25474 | 0.16949 | 0.08176 | 0.055688 | 3.0111 | 115 | 346.282 | 0.42767
NH | hydrogen ct | Summer | 0.043719 | 0.040503 | 0.039888 | 0.03961 | 0.039542 | 0.038391 | 0.044371 | 0.043633 | 0.041012 | 0.039481 | 0.039785 | 0.041216 | 0.046822 | 0.060276 | 0.075683 | 0.098494 | 0.13385 | 0.22187 | 0.31746 | 0.27598 | 0.20383 | 0.14203 | 0.077093 | 0.053417 | 2.198 | 101 | 221.9954 | 0.31746
NH | hydrogen ct | Fall | 0.048973 | 0.043731 | 0.043027 | 0.042768 | 0.042242 | 0.040491 | 0.04226 | 0.043388 | 0.03912 | 0.039273 | 0.040277 | 0.051842 | 0.072233 | 0.094103 | 0.11459 | 0.13655 | 0.17077 | 0.23644 | 0.32552 | 0.28549 | 0.21292 | 0.14436 | 0.062266 | 0.040753 | 2.4134 | 70 | 168.9372 | 0.32552
NH | hydrogen ct | Summer Peak | 0.18224 | 0.17037 | 0.16958 | 0.16932 | 0.1688 | 0.1671 | 0.16696 | 0.1671 | 0.1671 | 0.16766 | 0.18856 | 0.30459 | 0.5102 | 0.81431 | 1 | 1 | 1 | 1 | 1 | 1 | 1 | 0.70125 | 0.33434 | 0.2553 | 11.8048 | 9 | 106.2431 | 1
NH | hydrogen ct | Winter Peak | 0.0089729 | 0.007106 | 0.0055128 | 0.0055128 | 0.0055128 | 0.0055128 | 0.0055128 | 0.0055128 | 0.0055671 | 0.0062471 | 0.0062471 | 0.0067712 | 0.0069814 | 0.0069814 | 0.0077156 | 0.0084499 | 0.0091842 | 0.021853 | 0.06673 | 0.059768 | 0.021743 | 0.030972 | 0.013936 | 0.0091842 | 0.33749 | 5 | 1.6874 | 0.06673
NH | lignite ccs | Winter | 0.8 | 0.8 | 0.8 | 0.8 | 0.8 | 0.8 | 0.8 | 0.8 | 0.8 | 0.8 | 0.8 | 0.8 | 0.8 | 0.8 | 0.8 | 0.8 | 0.8 | 0.8 | 0.8 | 0.8 | 0.8 | 0.8 | 0.8 | 0.8 | 19.2 | 65 | 1248 | 0.8
NH | lignite ccs | Spring | 0.8 | 0.8 | 0.8 | 0.8 | 0.8 | 0.8 | 0.8 | 0.8 | 0.8 | 0.8 | 0.8 | 0.8 | 0.8 | 0.8 | 0.8 | 0.8 | 0.8 | 0.8 | 0.8 | 0.8 | 0.8 | 0.8 | 0.8 | 0.8 | 19.2 | 115 | 2208 | 0.8
NH | lignite ccs | Summer | 0.8 | 0.8 | 0.8 | 0.8 | 0.8 | 0.8 | 0.8 | 0.8 | 0.8 | 0.8 | 0.8 | 0.8 | 0.8 | 0.8 | 0.8 | 0.8 | 0.8 | 0.8 | 0.8 | 0.8 | 0.8 | 0.8 | 0.8 | 0.8 | 19.2 | 101 | 1939.2 | 0.8
NH | lignite ccs | Fall | 0.8 | 0.8 | 0.8 | 0.8 | 0.8 | 0.8 | 0.8 | 0.8 | 0.8 | 0.8 | 0.8 | 0.8 | 0.8 | 0.8 | 0.8 | 0.8 | 0.8 | 0.8 | 0.8 | 0.8 | 0.8 | 0.8 | 0.8 | 0.8 | 19.2 | 70 | 1344 | 0.8
NH | lignite ccs | Summer Peak | 0.8 | 0.8 | 0.8 | 0.8 | 0.8 | 0.8 | 0.8 | 0.8 | 0.8 | 0.8 | 0.8 | 0.8 | 0.8 | 0.8 | 0.8 | 0.8 | 0.8 | 0.8 | 0.8 | 0.8 | 0.8 | 0.8 | 0.8 | 0.8 | 19.2 | 9 | 172.8 | 0.8
NH | lignite ccs | Winter Peak | 0.8 | 0.8 | 0.8 | 0.8 | 0.8 | 0.8 | 0.8 | 0.8 | 0.8 | 0.8 | 0.8 | 0.8 | 0.8 | 0.8 | 0.8 | 0.8 | 0.8 | 0.8 | 0.8 | 0.8 | 0.8 | 0.8 | 0.8 | 0.8 | 19.2 | 5 | 96 | 0.8
NH | lignite | Winter | 0.638 | 0.638 | 0.638 | 0.638 | 0.638 | 0.638 | 0.638 | 0.638 | 0.638 | 0.638 | 0.638 | 0.638 | 0.638 | 0.638 | 0.638 | 0.638 | 0.638 | 0.638 | 0.638 | 0.638 | 0.638 | 0.638 | 0.638 | 0.638 | 15.312 | 65 | 995.28 | 0.638
NH | lignite | Spring | 0.638 | 0.638 | 0.638 | 0.638 | 0.638 | 0.638 | 0.638 | 0.638 | 0.638 | 0.638 | 0.638 | 0.638 | 0.638 | 0.638 | 0.638 | 0.638 | 0.638 | 0.638 | 0.638 | 0.638 | 0.638 | 0.638 | 0.638 | 0.638 | 15.312 | 115 | 1760.88 | 0.638
NH | lignite | Summer | 0.638 | 0.638 | 0.638 | 0.638 | 0.638 | 0.638 | 0.638 | 0.638 | 0.638 | 0.638 | 0.638 | 0.638 | 0.638 | 0.638 | 0.638 | 0.638 | 0.638 | 0.638 | 0.638 | 0.638 | 0.638 | 0.638 | 0.638 | 0.638 | 15.312 | 101 | 1546.512 | 0.638
NH | lignite | Fall | 0.638 | 0.638 | 0.638 | 0.638 | 0.638 | 0.638 | 0.638 | 0.638 | 0.638 | 0.638 | 0.638 | 0.638 | 0.638 | 0.638 | 0.638 | 0.638 | 0.638 | 0.638 | 0.638 | 0.638 | 0.638 | 0.638 | 0.638 | 0.638 | 15.312 | 70 | 1071.84 | 0.638
NH | lignite | Summer Peak | 0.638 | 0.638 | 0.638 | 0.638 | 0.638 | 0.638 | 0.638 | 0.638 | 0.638 | 0.638 | 0.638 | 0.638 | 0.638 | 0.638 | 0.638 | 0.638 | 0.638 | 0.638 | 0.638 | 0.638 | 0.638 | 0.638 | 0.638 | 0.638 | 15.312 | 9 | 137.808 | 0.638
NH | lignite | Winter Peak | 0.638 | 0.638 | 0.638 | 0.638 | 0.638 | 0.638 | 0.638 | 0.638 | 0.638 | 0.638 | 0.638 | 0.638 | 0.638 | 0.638 | 0.638 | 0.638 | 0.638 | 0.638 | 0.638 | 0.638 | 0.638 | 0.638 | 0.638 | 0.638 | 15.312 | 5 | 76.56 | 0.638
NH | municipal solid waste | Winter | 0.7342 | 0.7342 | 0.7342 | 0.7342 | 0.7342 | 0.7342 | 0.7342 | 0.7342 | 0.7342 | 0.7342 | 0.7342 | 0.7342 | 0.7342 | 0.7342 | 0.7342 | 0.7342 | 0.7342 | 0.7342 | 0.7342 | 0.7342 | 0.7342 | 0.7342 | 0.7342 | 0.7342 | 17.6208 | 65 | 1145.352 | 0.7342
NH | municipal solid waste | Spring | 0.7342 | 0.7342 | 0.7342 | 0.7342 | 0.7342 | 0.7342 | 0.7342 | 0.7342 | 0.7342 | 0.7342 | 0.7342 | 0.7342 | 0.7342 | 0.7342 | 0.7342 | 0.7342 | 0.7342 | 0.7342 | 0.7342 | 0.7342 | 0.7342 | 0.7342 | 0.7342 | 0.7342 | 17.6208 | 115 | 2026.392 | 0.7342
NH | municipal solid waste | Summer | 0.7342 | 0.7342 | 0.7342 | 0.7342 | 0.7342 | 0.7342 | 0.7342 | 0.7342 | 0.7342 | 0.7342 | 0.7342 | 0.7342 | 0.7342 | 0.7342 | 0.7342 | 0.7342 | 0.7342 | 0.7342 | 0.7342 | 0.7342 | 0.7342 | 0.7342 | 0.7342 | 0.7342 | 17.6208 | 101 | 1779.7008 | 0.7342
NH | municipal solid waste | Fall | 0.7342 | 0.7342 | 0.7342 | 0.7342 | 0.7342 | 0.7342 | 0.7342 | 0.7342 | 0.7342 | 0.7342 | 0.7342 | 0.7342 | 0.7342 | 0.7342 | 0.7342 | 0.7342 | 0.7342 | 0.7342 | 0.7342 | 0.7342 | 0.7342 | 0.7342 | 0.7342 | 0.7342 | 17.6208 | 70 | 1233.456 | 0.7342
NH | municipal solid waste | Summer Peak | 0.7342 | 0.7342 | 0.7342 | 0.7342 | 0.7342 | 0.7342 | 0.7342 | 0.7342 | 0.7342 | 0.7342 | 0.7342 | 0.7342 | 0.7342 | 0.7342 | 0.7342 | 0.7342 | 0.7342 | 0.7342 | 0.7342 | 0.7342 | 0.7342 | 0.7342 | 0.7342 | 0.7342 | 17.6208 | 9 | 158.5872 | 0.7342
NH | municipal solid waste | Winter Peak | 0.7342 | 0.7342 | 0.7342 | 0.7342 | 0.7342 | 0.7342 | 0.7342 | 0.7342 | 0.7342 | 0.7342 | 0.7342 | 0.7342 | 0.7342 | 0.7342 | 0.7342 | 0.7342 | 0.7342 | 0.7342 | 0.7342 | 0.7342 | 0.7342 | 0.7342 | 0.7342 | 0.7342 | 17.6208 | 5 | 88.104 | 0.7342
NH | natural gas peaker | Winter | 0.033358 | 0.03114 | 0.03011 | 0.02987 | 0.029762 | 0.03062 | 0.042315 | 0.054472 | 0.043887 | 0.031027 | 0.033908 | 0.043631 | 0.054575 | 0.068858 | 0.08082 | 0.0917 | 0.10774 | 0.1485 | 0.23411 | 0.22422 | 0.15158 | 0.09271 | 0.047772 | 0.036916 | 1.7736 | 65 | 115.2843 | 0.23411
NH | natural gas peaker | Spring | 0.048561 | 0.047369 | 0.046775 | 0.046391 | 0.045977 | 0.045283 | 0.044695 | 0.047747 | 0.047364 | 0.044867 | 0.046963 | 0.059907 | 0.077935 | 0.10694 | 0.14471 | 0.18169 | 0.22907 | 0.31601 | 0.42767 | 0.39355 | 0.25474 | 0.16949 | 0.08176 | 0.055688 | 3.0111 | 115 | 346.282 | 0.42767
NH | natural gas peaker | Summer | 0.043719 | 0.040503 | 0.039888 | 0.03961 | 0.039542 | 0.038391 | 0.044371 | 0.043633 | 0.041012 | 0.039481 | 0.039785 | 0.041216 | 0.046822 | 0.060276 | 0.075683 | 0.098494 | 0.13385 | 0.22187 | 0.31746 | 0.27598 | 0.20383 | 0.14203 | 0.077093 | 0.053417 | 2.198 | 101 | 221.9954 | 0.31746
NH | natural gas peaker | Fall | 0.048973 | 0.043731 | 0.043027 | 0.042768 | 0.042242 | 0.040491 | 0.04226 | 0.043388 | 0.03912 | 0.039273 | 0.040277 | 0.051842 | 0.072233 | 0.094103 | 0.11459 | 0.13655 | 0.17077 | 0.23644 | 0.32552 | 0.28549 | 0.21292 | 0.14436 | 0.062266 | 0.040753 | 2.4134 | 70 | 168.9372 | 0.32552
NH | natural gas peaker | Summer Peak | 0.18224 | 0.17037 | 0.16958 | 0.16932 | 0.1688 | 0.1671 | 0.16696 | 0.1671 | 0.1671 | 0.16766 | 0.18856 | 0.30459 | 0.5102 | 0.81431 | 1 | 1 | 1 | 1 | 1 | 1 | 1 | 0.70125 | 0.33434 | 0.2553 | 11.8048 | 9 | 106.2431 | 1
NH | natural gas peaker | Winter Peak | 0.0089729 | 0.007106 | 0.0055128 | 0.0055128 | 0.0055128 | 0.0055128 | 0.0055128 | 0.0055128 | 0.0055671 | 0.0062471 | 0.0062471 | 0.0067712 | 0.0069814 | 0.0069814 | 0.0077156 | 0.0084499 | 0.0091842 | 0.021853 | 0.06673 | 0.059768 | 0.021743 | 0.030972 | 0.013936 | 0.0091842 | 0.33749 | 5 | 1.6874 | 0.06673
NH | nuclear | Winter | 0.94172 | 0.94172 | 0.94172 | 0.94172 | 0.94172 | 0.94172 | 0.94172 | 0.94172 | 0.94172 | 0.94172 | 0.94172 | 0.94172 | 0.94172 | 0.94172 | 0.94172 | 0.94172 | 0.94172 | 0.94172 | 0.94172 | 0.94172 | 0.94172 | 0.94172 | 0.94172 | 0.94172 | 22.6012 | 65 | 1469.077 | 0.94172
NH | nuclear | Spring | 0.94172 | 0.94172 | 0.94172 | 0.94172 | 0.94172 | 0.94172 | 0.93189 | 0.9368 | 0.94172 | 0.94172 | 0.94172 | 0.94172 | 0.94172 | 0.94172 | 0.94172 | 0.94172 | 0.94172 | 0.94172 | 0.94172 | 0.94172 | 0.94172 | 0.94172 | 0.94172 | 0.94172 | 22.5864 | 115 | 2597.4411 | 0.94172
NH | nuclear | Summer | 0.93892 | 0.94172 | 0.94172 | 0.94172 | 0.94172 | 0.94172 | 0.93612 | 0.93332 | 0.94172 | 0.94172 | 0.94172 | 0.94172 | 0.94172 | 0.94172 | 0.94172 | 0.94172 | 0.94172 | 0.94172 | 0.94172 | 0.94172 | 0.94172 | 0.94172 | 0.94172 | 0.94172 | 22.5844 | 101 | 2281.0245 | 0.94172
NH | nuclear | Fall | 0.94172 | 0.94172 | 0.94172 | 0.94172 | 0.94172 | 0.94172 | 0.92961 | 0.93768 | 0.94172 | 0.94172 | 0.94172 | 0.94172 | 0.94172 | 0.94172 | 0.94172 | 0.94172 | 0.94172 | 0.94172 | 0.94172 | 0.94172 | 0.94172 | 0.94172 | 0.94172 | 0.94172 | 22.585 | 70 | 1580.9528 | 0.94172
NH | nuclear | Summer Peak | 0.94172 | 0.94172 | 0.94172 | 0.94172 | 0.94172 | 0.94172 | 0.94172 | 0.94172 | 0.94172 | 0.94172 | 0.94172 | 0.94172 | 0.94172 | 0.94172 | 0.94172 | 0.94172 | 0.94172 | 0.94172 | 0.94172 | 0.94172 | 0.94172 | 0.94172 | 0.94172 | 0.94172 | 22.6012 | 9 | 203.4107 | 0.94172
NH | nuclear | Winter Peak | 0.94172 | 0.94172 | 0.94172 | 0.94172 | 0.94172 | 0.94172 | 0.94172 | 0.94172 | 0.94172 | 0.94172 | 0.94172 | 0.94172 | 0.94172 | 0.94172 | 0.94172 | 0.94172 | 0.94172 | 0.94172 | 0.94172 | 0.94172 | 0.94172 | 0.94172 | 0.94172 | 0.94172 | 22.6012 | 5 | 113.0059 | 0.94172
NH | offshore wind | Winter | 0.64309 | 0.62157 | 0.59737 | 0.58268 | 0.56771 | 0.55504 | 0.53782 | 0.5305 | 0.51204 | 0.49515 | 0.48769 | 0.49003 | 0.50535 | 0.52213 | 0.54132 | 0.56608 | 0.60356 | 0.64585 | 0.67439 | 0.69263 | 0.7021 | 0.71295 | 0.71316 | 0.70017 | 14.2004 | 65 | 923.0244 | 0.71316
NH | offshore wind | Spring | 0.67055 | 0.65588 | 0.63741 | 0.63042 | 0.62533 | 0.61801 | 0.59512 | 0.57681 | 0.55748 | 0.54176 | 0.52904 | 0.52431 | 0.53805 | 0.55869 | 0.58035 | 0.59727 | 0.60701 | 0.61734 | 0.62392 | 0.63431 | 0.63486 | 0.64364 | 0.64645 | 0.6369 | 14.4809 | 115 | 1665.3061 | 0.67055
NH | offshore wind | Summer | 0.46294 | 0.45557 | 0.4468 | 0.437 | 0.43101 | 0.42913 | 0.44165 | 0.44505 | 0.43621 | 0.4342 | 0.44025 | 0.44139 | 0.44557 | 0.44881 | 0.45191 | 0.46219 | 0.47296 | 0.48005 | 0.48705 | 0.49206 | 0.4912 | 0.4822 | 0.47762 | 0.47264 | 10.9655 | 101 | 1107.5116 | 0.49206
NH | offshore wind | Fall | 0.54958 | 0.54894 | 0.53571 | 0.52106 | 0.51613 | 0.5162 | 0.50092 | 0.47915 | 0.46056 | 0.44242 | 0.44069 | 0.45792 | 0.4944 | 0.52749 | 0.55616 | 0.57878 | 0.6021 | 0.62325 | 0.63436 | 0.63731 | 0.63307 | 0.62105 | 0.60216 | 0.58207 | 13.0615 | 70 | 914.3038 | 0.63731
NH | offshore wind | Summer Peak | 0.52344 | 0.52539 | 0.50296 | 0.44833 | 0.43592 | 0.41502 | 0.36587 | 0.30176 | 0.26158 | 0.24088 | 0.25454 | 0.29599 | 0.34046 | 0.38397 | 0.41587 | 0.44905 | 0.47766 | 0.43146 | 0.38618 | 0.35284 | 0.34968 | 0.36601 | 0.39557 | 0.36587 | 9.2863 | 9 | 83.5767 | 0.52539
NH | offshore wind | Winter Peak | 0.55022 | 0.54067 | 0.53858 | 0.55131 | 0.56319 | 0.57066 | 0.60123 | 0.64115 | 0.67247 | 0.69065 | 0.71695 | 0.74085 | 0.75061 | 0.75226 | 0.7542 | 0.78393 | 0.80424 | 0.81648 | 0.81824 | 0.82039 | 0.81981 | 0.81955 | 0.82409 | 0.82972 | 16.9715 | 5 | 84.8574 | 0.82972
NH | onshore wind | Winter | 0.27136 | 0.26583 | 0.26156 | 0.25896 | 0.2549 | 0.24796 | 0.23525 | 0.21978 | 0.19544 | 0.1817 | 0.18102 | 0.19003 | 0.19686 | 0.20567 | 0.21598 | 0.24986 | 0.27742 | 0.29897 | 0.30787 | 0.31382 | 0.31312 | 0.31327 | 0.31196 | 0.31276 | 6.0814 | 65 | 395.2887 | 0.31382
NH | onshore wind | Spring | 0.31538 | 0.31258 | 0.30717 | 0.30733 | 0.30496 | 0.29044 | 0.27644 | 0.26348 | 0.25969 | 0.26288 | 0.27265 | 0.27776 | 0.27716 | 0.28257 | 0.28716 | 0.28771 | 0.29386 | 0.298 | 0.30957 | 0.31088 | 0.30475 | 0.30493 | 0.30021 | 0.29111 | 6.9987 | 115 | 804.8466 | 0.31538
NH | onshore wind | Summer | 0.18272 | 0.17715 | 0.17171 | 0.1704 | 0.16755 | 0.1629 | 0.15139 | 0.1425 | 0.13711 | 0.13907 | 0.14441 | 0.14885 | 0.15156 | 0.15565 | 0.16122 | 0.16732 | 0.17382 | 0.18649 | 0.21295 | 0.21827 | 0.21607 | 0.2088 | 0.19821 | 0.18996 | 4.1361 | 101 | 417.744 | 0.21827
NH | onshore wind | Fall | 0.29216 | 0.2851 | 0.28447 | 0.28592 | 0.29321 | 0.28793 | 0.26952 | 0.26613 | 0.27374 | 0.28067 | 0.291 | 0.30359 | 0.31785 | 0.32472 | 0.32752 | 0.33102 | 0.33545 | 0.34943 | 0.36861 | 0.36589 | 0.3579 | 0.33425 | 0.31915 | 0.30217 | 7.4474 | 70 | 521.3179 | 0.36861
NH | onshore wind | Summer Peak | 0.083533 | 0.071291 | 0.070944 | 0.073052 | 0.064188 | 0.046517 | 0.030867 | 0.026911 | 0.030318 | 0.038114 | 0.05258 | 0.066382 | 0.0803 | 0.11402 | 0.11613 | 0.086507 | 0.086796 | 0.086219 | 0.12173 | 0.11934 | 0.11948 | 0.10496 | 0.11553 | 0.11281 | 1.9185 | 9 | 17.2667 | 0.12173
NH | onshore wind | Winter Peak | 0.20774 | 0.17474 | 0.16221 | 0.13861 | 0.10826 | 0.091474 | 0.085289 | 0.079052 | 0.059146 | 0.044438 | 0.035706 | 0.032224 | 0.034978 | 0.04345 | 0.073439 | 0.12141 | 0.1658 | 0.18336 | 0.21299 | 0.22515 | 0.22713 | 0.22354 | 0.23186 | 0.24121 | 3.2032 | 5 | 16.016 | 0.24121
NH | petroleum | Winter | 0.033358 | 0.03114 | 0.03011 | 0.02987 | 0.029762 | 0.03062 | 0.042315 | 0.054472 | 0.043887 | 0.031027 | 0.033908 | 0.043631 | 0.054575 | 0.068858 | 0.08082 | 0.0917 | 0.10774 | 0.1485 | 0.23411 | 0.22422 | 0.15158 | 0.09271 | 0.047772 | 0.036916 | 1.7736 | 65 | 115.2843 | 0.23411
NH | petroleum | Spring | 0.048561 | 0.047369 | 0.046775 | 0.046391 | 0.045977 | 0.045283 | 0.044695 | 0.047747 | 0.047364 | 0.044867 | 0.046963 | 0.059907 | 0.077935 | 0.10694 | 0.14471 | 0.18169 | 0.22907 | 0.31601 | 0.42767 | 0.39355 | 0.25474 | 0.16949 | 0.08176 | 0.055688 | 3.0111 | 115 | 346.282 | 0.42767
NH | petroleum | Summer | 0.043719 | 0.040503 | 0.039888 | 0.03961 | 0.039542 | 0.038391 | 0.044371 | 0.043633 | 0.041012 | 0.039481 | 0.039785 | 0.041216 | 0.046822 | 0.060276 | 0.075683 | 0.098494 | 0.13385 | 0.22187 | 0.31746 | 0.27598 | 0.20383 | 0.14203 | 0.077093 | 0.053417 | 2.198 | 101 | 221.9954 | 0.31746
NH | petroleum | Fall | 0.048973 | 0.043731 | 0.043027 | 0.042768 | 0.042242 | 0.040491 | 0.04226 | 0.043388 | 0.03912 | 0.039273 | 0.040277 | 0.051842 | 0.072233 | 0.094103 | 0.11459 | 0.13655 | 0.17077 | 0.23644 | 0.32552 | 0.28549 | 0.21292 | 0.14436 | 0.062266 | 0.040753 | 2.4134 | 70 | 168.9372 | 0.32552
NH | petroleum | Summer Peak | 0.18224 | 0.17037 | 0.16958 | 0.16932 | 0.1688 | 0.1671 | 0.16696 | 0.1671 | 0.1671 | 0.16766 | 0.18856 | 0.30459 | 0.5102 | 0.81431 | 1 | 1 | 1 | 1 | 1 | 1 | 1 | 0.70125 | 0.33434 | 0.2553 | 11.8048 | 9 | 106.2431 | 1
NH | petroleum | Winter Peak | 0.0089729 | 0.007106 | 0.0055128 | 0.0055128 | 0.0055128 | 0.0055128 | 0.0055128 | 0.0055128 | 0.0055671 | 0.0062471 | 0.0062471 | 0.0067712 | 0.0069814 | 0.0069814 | 0.0077156 | 0.0084499 | 0.0091842 | 0.021853 | 0.06673 | 0.059768 | 0.021743 | 0.030972 | 0.013936 | 0.0091842 | 0.33749 | 5 | 1.6874 | 0.06673
NH | pumped hydro | Winter | 0.050786 | 0.031782 | 0.011015 | 0.0036035 | 0.0015851 | 0.005556 | 0.040084 | 0.033931 | 0.015151 | 0.0089085 | 0.0017651 | 0.0025064 | 0.0017282 | 0.0011129 | 0.0006206 | 0.00067935 | 0.0057153 | 0.12696 | 0.27549 | 0.26941 | 0.19322 | 0.12361 | 0.087958 | 0.059443 | 1.3526 | 65 | 87.9204 | 0.27549
NH | pumped hydro | Spring | 0.13406 | 0.089046 | 0.043601 | 0.027674 | 0.022308 | 0.021574 | 0.03002 | 0.021769 | 0.01624 | 0.0019417 | 0.0019339 | 0.0016268 | 0.0017358 | 0.0033852 | 0.0067275 | 0.010701 | 0.041979 | 0.14699 | 0.34078 | 0.37694 | 0.3594 | 0.20445 | 0.15713 | 0.1425 | 2.2045 | 115 | 253.5185 | 0.37694
NH | pumped hydro | Summer | 0.088023 | 0.039339 | 0.016514 | 0.0093124 | 0.0054294 | 0.0038308 | 0.0031176 | 0.0012654 | 0.00015248 | 2.3472e-05 | 0.00083549 | 0.022595 | 0.10315 | 0.18902 | 0.2678 | 0.35551 | 0.45477 | 0.53128 | 0.58425 | 0.58312 | 0.54844 | 0.32976 | 0.16117 | 0.12689 | 4.4256 | 101 | 446.9858 | 0.58425
NH | pumped hydro | Fall | 0.087977 | 0.062359 | 0.024155 | 0.0062008 | 0.0025893 | 0.0017164 | 0.0023704 | 0.0063496 | 0.0078345 | 0.00033795 | 0.00071655 | 0.00089718 | 0.0046131 | 0.012083 | 0.021131 | 0.03584 | 0.098139 | 0.31041 | 0.39754 | 0.41951 | 0.24537 | 0.15513 | 0.1382 | 0.11573 | 2.1572 | 70 | 151.0042 | 0.41951
NH | pumped hydro | Summer Peak | 0.13154 | 0.040447 | 0 | 0 | 0 | 0 | 0 | 0 | 0 | 0.00043189 | 0.0018473 | 0.083516 | 0.34412 | 0.45311 | 0.54917 | 0.60615 | 0.63472 | 0.64234 | 0.639 | 0.63262 | 0.72697 | 0.67088 | 0.19429 | 0.14993 | 6.5011 | 9 | 58.5097 | 0.72697
NH | pumped hydro | Winter Peak | 0.0047638 | 0.0026573 | 0.0018473 | 0.0018473 | 0 | 0.094888 | 0.19155 | 0.14615 | 0.0043146 | 0.012964 | 0.003345 | 0.0052486 | 0.0036945 | 0 | 0 | 0 | 0.0048896 | 0.20752 | 0.3746 | 0.38504 | 0.33367 | 0.19894 | 0.069298 | 0.020111 | 2.0674 | 5 | 10.3368 | 0.38504
NH | smr | Winter | 0.90147 | 0.90147 | 0.90147 | 0.90147 | 0.90147 | 0.90147 | 0.90147 | 0.90147 | 0.90147 | 0.90147 | 0.90147 | 0.90147 | 0.90147 | 0.90147 | 0.90147 | 0.90147 | 0.90147 | 0.90147 | 0.90147 | 0.90147 | 0.90147 | 0.90147 | 0.90147 | 0.90147 | 21.6353 | 65 | 1406.2967 | 0.90147
NH | smr | Spring | 0.90147 | 0.90147 | 0.90147 | 0.90147 | 0.90147 | 0.90147 | 0.90147 | 0.90147 | 0.90147 | 0.90147 | 0.90147 | 0.90147 | 0.90147 | 0.90147 | 0.90147 | 0.90147 | 0.90147 | 0.90147 | 0.90147 | 0.90147 | 0.90147 | 0.90147 | 0.90147 | 0.90147 | 21.6353 | 115 | 2488.0634 | 0.90147
NH | smr | Summer | 0.90147 | 0.90147 | 0.90147 | 0.90147 | 0.90147 | 0.90147 | 0.90147 | 0.90147 | 0.90147 | 0.90147 | 0.90147 | 0.90147 | 0.90147 | 0.90147 | 0.90147 | 0.90147 | 0.90147 | 0.90147 | 0.90147 | 0.90147 | 0.90147 | 0.90147 | 0.90147 | 0.90147 | 21.6353 | 101 | 2185.1687 | 0.90147
NH | smr | Fall | 0.90147 | 0.90147 | 0.90147 | 0.90147 | 0.90147 | 0.90147 | 0.90147 | 0.90147 | 0.90147 | 0.90147 | 0.90147 | 0.90147 | 0.90147 | 0.90147 | 0.90147 | 0.90147 | 0.90147 | 0.90147 | 0.90147 | 0.90147 | 0.90147 | 0.90147 | 0.90147 | 0.90147 | 21.6353 | 70 | 1514.4734 | 0.90147
NH | smr | Summer Peak | 0.90147 | 0.90147 | 0.90147 | 0.90147 | 0.90147 | 0.90147 | 0.90147 | 0.90147 | 0.90147 | 0.90147 | 0.90147 | 0.90147 | 0.90147 | 0.90147 | 0.90147 | 0.90147 | 0.90147 | 0.90147 | 0.90147 | 0.90147 | 0.90147 | 0.90147 | 0.90147 | 0.90147 | 21.6353 | 9 | 194.718 | 0.90147
NH | smr | Winter Peak | 0.90147 | 0.90147 | 0.90147 | 0.90147 | 0.90147 | 0.90147 | 0.90147 | 0.90147 | 0.90147 | 0.90147 | 0.90147 | 0.90147 | 0.90147 | 0.90147 | 0.90147 | 0.90147 | 0.90147 | 0.90147 | 0.90147 | 0.90147 | 0.90147 | 0.90147 | 0.90147 | 0.90147 | 21.6353 | 5 | 108.1767 | 0.90147
NH | solar pv dist | Winter | 0 | 0 | 0 | 7.6086e-05 | 0.0019402 | 0.0060108 | 0.088047 | 0.23321 | 0.32076 | 0.3334 | 0.31 | 0.30606 | 0.32394 | 0.36872 | 0.28408 | 0.1278 | 0.029818 | 0.012699 | 0.00066956 | 0 | 0 | 0 | 0 | 0 | 2.7472 | 65 | 178.5707 | 0.36872
NH | solar pv dist | Spring | 0 | 0 | 0 | 0.00021073 | 0.0070701 | 0.025042 | 0.25847 | 0.34901 | 0.39083 | 0.40108 | 0.40582 | 0.39707 | 0.39808 | 0.38029 | 0.32561 | 0.2329 | 0.11784 | 0.059627 | 0.0032899 | 0 | 0 | 0 | 0 | 0 | 3.7522 | 115 | 431.5069 | 0.40582
NH | solar pv dist | Summer | 0 | 0 | 0 | 0.00019587 | 0.0065566 | 0.021114 | 0.21911 | 0.33686 | 0.37953 | 0.38429 | 0.391 | 0.38743 | 0.39101 | 0.37555 | 0.3231 | 0.22363 | 0.1166 | 0.065532 | 0.002463 | 0 | 0 | 0 | 0 | 0 | 3.624 | 101 | 366.0218 | 0.39101
NH | solar pv dist | Fall | 0 | 0 | 0 | 0.00045217 | 0.0093048 | 0.030649 | 0.32801 | 0.42004 | 0.45632 | 0.45085 | 0.43807 | 0.45755 | 0.45767 | 0.4485 | 0.39103 | 0.29279 | 0.14754 | 0.086612 | 0.0034337 | 0 | 0 | 0 | 0 | 0 | 4.4188 | 70 | 309.316 | 0.45767
NH | solar pv dist | Summer Peak | 0 | 0 | 0 | 0 | 0.016266 | 0.042422 | 0.369 | 0.44538 | 0.52264 | 0.48329 | 0.47132 | 0.42812 | 0.4406 | 0.40504 | 0.32405 | 0.3047 | 0.19387 | 0.11578 | 0.00032971 | 0 | 0 | 0 | 0 | 0 | 4.5628 | 9 | 41.0653 | 0.52264
NH | solar pv dist | Winter Peak | 0 | 0 | 0 | 0 | 0 | 0 | 0.028091 | 0.080712 | 0.18694 | 0.23511 | 0.26419 | 0.25747 | 0.25203 | 0.24313 | 0.15786 | 0.077151 | 0.00069238 | 0 | 0 | 0 | 0 | 0 | 0 | 0 | 1.7834 | 5 | 8.9169 | 0.26419
NH | solar pv | Winter | 0 | 0 | 0 | 1.1176e-05 | 0.0062807 | 0.023659 | 0.068786 | 0.22948 | 0.3821 | 0.40371 | 0.38948 | 0.37702 | 0.39356 | 0.41352 | 0.35292 | 0.17924 | 0.052112 | 0.015266 | 0.00099463 | 0 | 0 | 0 | 0 | 0 | 3.2881 | 65 | 213.7291 | 0.41352
NH | solar pv | Spring | 0 | 0 | 0 | 1.895e-05 | 0.025835 | 0.13714 | 0.30644 | 0.44808 | 0.51979 | 0.53618 | 0.52884 | 0.52057 | 0.52123 | 0.51556 | 0.47197 | 0.36361 | 0.22076 | 0.077114 | 0.0053439 | 0 | 0 | 0 | 0 | 0 | 5.1985 | 115 | 597.8252 | 0.53618
NH | solar pv | Summer | 0 | 0 | 0 | 2.1577e-05 | 0.025669 | 0.12305 | 0.27193 | 0.4283 | 0.51969 | 0.53851 | 0.52677 | 0.51932 | 0.52263 | 0.52797 | 0.47885 | 0.34542 | 0.20732 | 0.073304 | 0.0029416 | 0 | 0 | 0 | 0 | 0 | 5.1117 | 101 | 516.2818 | 0.53851
NH | solar pv | Fall | 0 | 0 | 0 | 5.1887e-05 | 0.037037 | 0.1651 | 0.38476 | 0.53827 | 0.58716 | 0.59674 | 0.58478 | 0.58217 | 0.58725 | 0.59039 | 0.55401 | 0.44045 | 0.2642 | 0.092535 | 0.0046387 | 0 | 0 | 0 | 0 | 0 | 6.0095 | 70 | 420.6684 | 0.59674
NH | solar pv | Summer Peak | 0 | 0 | 0 | 0 | 0.038662 | 0.29654 | 0.51124 | 0.61754 | 0.6771 | 0.6905 | 0.67323 | 0.65087 | 0.66257 | 0.65063 | 0.62472 | 0.58356 | 0.44812 | 0.19379 | 0.00113 | 0 | 0 | 0 | 0 | 0 | 7.3202 | 9 | 65.8818 | 0.6905
NH | solar pv | Winter Peak | 0 | 0 | 0 | 0 | 0 | 0 | 0.00058114 | 0.078453 | 0.23899 | 0.29231 | 0.29841 | 0.29652 | 0.2987 | 0.2618 | 0.20863 | 0.089931 | 0 | 0 | 0 | 0 | 0 | 0 | 0 | 0 | 2.0643 | 5 | 10.3217 | 0.2987
NH | solar thermal | Winter | 0 | 0 | 0 | 0 | 0 | 0 | 0 | 0 | 0 | 0.08597 | 0.37963 | 0.49887 | 0.49723 | 0.48344 | 0.47116 | 0.48279 | 0.49202 | 0.44649 | 0.21282 | 0.015243 | 0 | 0 | 0 | 0 | 4.0657 | 65 | 264.2683 | 0.49887
NH | solar thermal | Spring | 0 | 0 | 0 | 0 | 0 | 0 | 0 | 0.0076376 | 0.18687 | 0.48014 | 0.63047 | 0.67382 | 0.67706 | 0.67418 | 0.66674 | 0.6665 | 0.66683 | 0.64842 | 0.56803 | 0.30656 | 0.039289 | 0 | 0 | 0 | 6.8926 | 115 | 792.6448 | 0.67706
NH | solar thermal | Summer | 0 | 0 | 0 | 0 | 0 | 0 | 0 | 0.024165 | 0.27576 | 0.51489 | 0.59949 | 0.63012 | 0.63917 | 0.63842 | 0.63267 | 0.62353 | 0.61338 | 0.59439 | 0.54207 | 0.40006 | 0.11962 | 2.6056e-06 | 0 | 0 | 6.8477 | 101 | 691.6201 | 0.63917
NH | solar thermal | Fall | 0 | 0 | 0 | 0 | 0 | 0 | 0 | 0 | 0.054994 | 0.36422 | 0.55217 | 0.58569 | 0.57826 | 0.56812 | 0.56341 | 0.56827 | 0.56955 | 0.52878 | 0.35579 | 0.077412 | 3.2207e-05 | 0 | 0 | 0 | 5.3667 | 70 | 375.6686 | 0.58569
NH | solar thermal | Summer Peak | 0 | 0 | 0 | 0 | 0 | 0 | 0 | 0.027732 | 0.38084 | 0.62249 | 0.69231 | 0.71807 | 0.7248 | 0.72465 | 0.72329 | 0.72571 | 0.72389 | 0.71218 | 0.67311 | 0.55977 | 0.22117 | 0 | 0 | 0 | 8.23 | 9 | 74.0701 | 0.72571
NH | solar thermal | Winter Peak | 0 | 0 | 0 | 0 | 0 | 0 | 0 | 0 | 0 | 0.0026447 | 0.27588 | 0.35613 | 0.39021 | 0.41121 | 0.42512 | 0.48557 | 0.52766 | 0.49305 | 0.19344 | 0 | 0 | 0 | 0 | 0 | 3.5609 | 5 | 17.8045 | 0.52766
NH | natural gas steam turbine | Winter | 0.0148 | 0.0148 | 0.0148 | 0.0148 | 0.0148 | 0.0148 | 0.0148 | 0.0148 | 0.0148 | 0.0148 | 0.0148 | 0.0148 | 0.0148 | 0.0148 | 0.0148 | 0.0148 | 0.0148 | 0.0148 | 0.0148 | 0.0148 | 0.0148 | 0.0148 | 0.0148 | 0.0148 | 0.3552 | 65 | 23.088 | 0.0148
NH | natural gas steam turbine | Spring | 0.0148 | 0.0148 | 0.0148 | 0.0148 | 0.0148 | 0.0148 | 0.0148 | 0.0148 | 0.0148 | 0.0148 | 0.0148 | 0.0148 | 0.0148 | 0.0148 | 0.0148 | 0.0148 | 0.0148 | 0.0148 | 0.0148 | 0.0148 | 0.0148 | 0.0148 | 0.0148 | 0.0148 | 0.3552 | 115 | 40.848 | 0.0148
NH | natural gas steam turbine | Summer | 0.0148 | 0.0148 | 0.0148 | 0.0148 | 0.0148 | 0.0148 | 0.0148 | 0.0148 | 0.0148 | 0.0148 | 0.0148 | 0.0148 | 0.0148 | 0.0148 | 0.0148 | 0.0148 | 0.0148 | 0.0148 | 0.0148 | 0.0148 | 0.0148 | 0.0148 | 0.0148 | 0.0148 | 0.3552 | 101 | 35.8752 | 0.0148
NH | natural gas steam turbine | Fall | 0.0148 | 0.0148 | 0.0148 | 0.0148 | 0.0148 | 0.0148 | 0.0148 | 0.0148 | 0.0148 | 0.0148 | 0.0148 | 0.0148 | 0.0148 | 0.0148 | 0.0148 | 0.0148 | 0.0148 | 0.0148 | 0.0148 | 0.0148 | 0.0148 | 0.0148 | 0.0148 | 0.0148 | 0.3552 | 70 | 24.864 | 0.0148
NH | natural gas steam turbine | Summer Peak | 0.0148 | 0.0148 | 0.0148 | 0.0148 | 0.0148 | 0.0148 | 0.0148 | 0.0148 | 0.0148 | 0.0148 | 0.0148 | 0.0148 | 0.0148 | 0.0148 | 0.0148 | 0.0148 | 0.0148 | 0.0148 | 0.0148 | 0.0148 | 0.0148 | 0.0148 | 0.0148 | 0.0148 | 0.3552 | 9 | 3.1968 | 0.0148
NH | natural gas steam turbine | Winter Peak | 0.0148 | 0.0148 | 0.0148 | 0.0148 | 0.0148 | 0.0148 | 0.0148 | 0.0148 | 0.0148 | 0.0148 | 0.0148 | 0.0148 | 0.0148 | 0.0148 | 0.0148 | 0.0148 | 0.0148 | 0.0148 | 0.0148 | 0.0148 | 0.0148 | 0.0148 | 0.0148 | 0.0148 | 0.3552 | 5 | 1.776 | 0.0148
NJ | biomass ccs | Winter | 0.8 | 0.8 | 0.8 | 0.8 | 0.8 | 0.8 | 0.8 | 0.8 | 0.8 | 0.8 | 0.8 | 0.8 | 0.8 | 0.8 | 0.8 | 0.8 | 0.8 | 0.8 | 0.8 | 0.8 | 0.8 | 0.8 | 0.8 | 0.8 | 19.2 | 71 | 1363.2 | 0.8
NJ | biomass ccs | Spring | 0.8 | 0.8 | 0.8 | 0.8 | 0.8 | 0.8 | 0.8 | 0.8 | 0.8 | 0.8 | 0.8 | 0.8 | 0.8 | 0.8 | 0.8 | 0.8 | 0.8 | 0.8 | 0.8 | 0.8 | 0.8 | 0.8 | 0.8 | 0.8 | 19.2 | 58 | 1113.6 | 0.8
NJ | biomass ccs | Summer | 0.8 | 0.8 | 0.8 | 0.8 | 0.8 | 0.8 | 0.8 | 0.8 | 0.8 | 0.8 | 0.8 | 0.8 | 0.8 | 0.8 | 0.8 | 0.8 | 0.8 | 0.8 | 0.8 | 0.8 | 0.8 | 0.8 | 0.8 | 0.8 | 19.2 | 92 | 1766.4 | 0.8
NJ | biomass ccs | Fall | 0.8 | 0.8 | 0.8 | 0.8 | 0.8 | 0.8 | 0.8 | 0.8 | 0.8 | 0.8 | 0.8 | 0.8 | 0.8 | 0.8 | 0.8 | 0.8 | 0.8 | 0.8 | 0.8 | 0.8 | 0.8 | 0.8 | 0.8 | 0.8 | 19.2 | 121 | 2323.2 | 0.8
NJ | biomass ccs | Summer Peak | 0.8 | 0.8 | 0.8 | 0.8 | 0.8 | 0.8 | 0.8 | 0.8 | 0.8 | 0.8 | 0.8 | 0.8 | 0.8 | 0.8 | 0.8 | 0.8 | 0.8 | 0.8 | 0.8 | 0.8 | 0.8 | 0.8 | 0.8 | 0.8 | 19.2 | 6 | 115.2 | 0.8
NJ | biomass ccs | Winter Peak | 0.8 | 0.8 | 0.8 | 0.8 | 0.8 | 0.8 | 0.8 | 0.8 | 0.8 | 0.8 | 0.8 | 0.8 | 0.8 | 0.8 | 0.8 | 0.8 | 0.8 | 0.8 | 0.8 | 0.8 | 0.8 | 0.8 | 0.8 | 0.8 | 19.2 | 17 | 326.4 | 0.8
NJ | biomass | Winter | 0.5263 | 0.5263 | 0.5263 | 0.5263 | 0.5263 | 0.5263 | 0.5263 | 0.5263 | 0.5263 | 0.5263 | 0.5263 | 0.5263 | 0.5263 | 0.5263 | 0.5263 | 0.5263 | 0.5263 | 0.5263 | 0.5263 | 0.5263 | 0.5263 | 0.5263 | 0.5263 | 0.5263 | 12.6312 | 71 | 896.8152 | 0.5263
NJ | biomass | Spring | 0.5263 | 0.5263 | 0.5263 | 0.5263 | 0.5263 | 0.5263 | 0.5263 | 0.5263 | 0.5263 | 0.5263 | 0.5263 | 0.5263 | 0.5263 | 0.5263 | 0.5263 | 0.5263 | 0.5263 | 0.5263 | 0.5263 | 0.5263 | 0.5263 | 0.5263 | 0.5263 | 0.5263 | 12.6312 | 58 | 732.6096 | 0.5263
NJ | biomass | Summer | 0.5263 | 0.5263 | 0.5263 | 0.5263 | 0.5263 | 0.5263 | 0.5263 | 0.5263 | 0.5263 | 0.5263 | 0.5263 | 0.5263 | 0.5263 | 0.5263 | 0.5263 | 0.5263 | 0.5263 | 0.5263 | 0.5263 | 0.5263 | 0.5263 | 0.5263 | 0.5263 | 0.5263 | 12.6312 | 92 | 1162.0704 | 0.5263
NJ | biomass | Fall | 0.5263 | 0.5263 | 0.5263 | 0.5263 | 0.5263 | 0.5263 | 0.5263 | 0.5263 | 0.5263 | 0.5263 | 0.5263 | 0.5263 | 0.5263 | 0.5263 | 0.5263 | 0.5263 | 0.5263 | 0.5263 | 0.5263 | 0.5263 | 0.5263 | 0.5263 | 0.5263 | 0.5263 | 12.6312 | 121 | 1528.3752 | 0.5263
NJ | biomass | Summer Peak | 0.5263 | 0.5263 | 0.5263 | 0.5263 | 0.5263 | 0.5263 | 0.5263 | 0.5263 | 0.5263 | 0.5263 | 0.5263 | 0.5263 | 0.5263 | 0.5263 | 0.5263 | 0.5263 | 0.5263 | 0.5263 | 0.5263 | 0.5263 | 0.5263 | 0.5263 | 0.5263 | 0.5263 | 12.6312 | 6 | 75.7872 | 0.5263
NJ | biomass | Winter Peak | 0.5263 | 0.5263 | 0.5263 | 0.5263 | 0.5263 | 0.5263 | 0.5263 | 0.5263 | 0.5263 | 0.5263 | 0.5263 | 0.5263 | 0.5263 | 0.5263 | 0.5263 | 0.5263 | 0.5263 | 0.5263 | 0.5263 | 0.5263 | 0.5263 | 0.5263 | 0.5263 | 0.5263 | 12.6312 | 17 | 214.7304 | 0.5263
NJ | natural gas combined cycle ccs | Winter | 0.8 | 0.8 | 0.8 | 0.8 | 0.8 | 0.8 | 0.8 | 0.8 | 0.8 | 0.8 | 0.8 | 0.8 | 0.8 | 0.8 | 0.8 | 0.8 | 0.8 | 0.8 | 0.8 | 0.8 | 0.8 | 0.8 | 0.8 | 0.8 | 19.2 | 71 | 1363.2 | 0.8
NJ | natural gas combined cycle ccs | Spring | 0.8 | 0.8 | 0.8 | 0.8 | 0.8 | 0.8 | 0.8 | 0.8 | 0.8 | 0.8 | 0.8 | 0.8 | 0.8 | 0.8 | 0.8 | 0.8 | 0.8 | 0.8 | 0.8 | 0.8 | 0.8 | 0.8 | 0.8 | 0.8 | 19.2 | 58 | 1113.6 | 0.8
NJ | natural gas combined cycle ccs | Summer | 0.8 | 0.8 | 0.8 | 0.8 | 0.8 | 0.8 | 0.8 | 0.8 | 0.8 | 0.8 | 0.8 | 0.8 | 0.8 | 0.8 | 0.8 | 0.8 | 0.8 | 0.8 | 0.8 | 0.8 | 0.8 | 0.8 | 0.8 | 0.8 | 19.2 | 92 | 1766.4 | 0.8
NJ | natural gas combined cycle ccs | Fall | 0.8 | 0.8 | 0.8 | 0.8 | 0.8 | 0.8 | 0.8 | 0.8 | 0.8 | 0.8 | 0.8 | 0.8 | 0.8 | 0.8 | 0.8 | 0.8 | 0.8 | 0.8 | 0.8 | 0.8 | 0.8 | 0.8 | 0.8 | 0.8 | 19.2 | 121 | 2323.2 | 0.8
NJ | natural gas combined cycle ccs | Summer Peak | 0.8 | 0.8 | 0.8 | 0.8 | 0.8 | 0.8 | 0.8 | 0.8 | 0.8 | 0.8 | 0.8 | 0.8 | 0.8 | 0.8 | 0.8 | 0.8 | 0.8 | 0.8 | 0.8 | 0.8 | 0.8 | 0.8 | 0.8 | 0.8 | 19.2 | 6 | 115.2 | 0.8
NJ | natural gas combined cycle ccs | Winter Peak | 0.8 | 0.8 | 0.8 | 0.8 | 0.8 | 0.8 | 0.8 | 0.8 | 0.8 | 0.8 | 0.8 | 0.8 | 0.8 | 0.8 | 0.8 | 0.8 | 0.8 | 0.8 | 0.8 | 0.8 | 0.8 | 0.8 | 0.8 | 0.8 | 19.2 | 17 | 326.4 | 0.8
NJ | natural gas combined cycle | Winter | 0.30742 | 0.29772 | 0.29483 | 0.29411 | 0.29977 | 0.3287 | 0.34473 | 0.3319 | 0.31269 | 0.30821 | 0.31248 | 0.3099 | 0.30628 | 0.30172 | 0.30136 | 0.31904 | 0.36316 | 0.39937 | 0.40041 | 0.40192 | 0.40245 | 0.39308 | 0.36424 | 0.33297 | 8.0285 | 71 | 570.0217 | 0.40245
NJ | natural gas combined cycle | Spring | 0.316 | 0.29898 | 0.29335 | 0.29303 | 0.30113 | 0.31871 | 0.30763 | 0.30264 | 0.30262 | 0.30799 | 0.32448 | 0.33423 | 0.33946 | 0.33971 | 0.34019 | 0.34946 | 0.38134 | 0.40701 | 0.41124 | 0.40967 | 0.41179 | 0.4059 | 0.3801 | 0.34586 | 8.2225 | 58 | 476.9062 | 0.41179
NJ | natural gas combined cycle | Summer | 0.40521 | 0.39391 | 0.38656 | 0.38412 | 0.38394 | 0.39087 | 0.39371 | 0.40372 | 0.41258 | 0.42514 | 0.43586 | 0.44665 | 0.45377 | 0.45713 | 0.46183 | 0.4687 | 0.4834 | 0.49458 | 0.49507 | 0.49436 | 0.49106 | 0.48173 | 0.45734 | 0.42918 | 10.5304 | 92 | 968.7975 | 0.49507
NJ | natural gas combined cycle | Fall | 0.33384 | 0.31891 | 0.31415 | 0.3133 | 0.31779 | 0.33026 | 0.34039 | 0.34228 | 0.34771 | 0.35515 | 0.3684 | 0.37586 | 0.38112 | 0.38307 | 0.38764 | 0.39852 | 0.42192 | 0.43704 | 0.43904 | 0.44028 | 0.43829 | 0.42997 | 0.40126 | 0.36488 | 8.9811 | 121 | 1086.7104 | 0.44028
NJ | natural gas combined cycle | Summer Peak | 0.49349 | 0.46722 | 0.4587 | 0.4587 | 0.45265 | 0.44289 | 0.43091 | 0.44755 | 0.46463 | 0.48981 | 0.50872 | 0.53926 | 0.54959 | 0.56297 | 0.5647 | 0.57544 | 0.57566 | 0.5798 | 0.57931 | 0.57865 | 0.57651 | 0.57086 | 0.52632 | 0.5108 | 12.4051 | 6 | 74.4308 | 0.5798
NJ | natural gas combined cycle | Winter Peak | 0.30813 | 0.2995 | 0.29865 | 0.29804 | 0.30231 | 0.31014 | 0.34441 | 0.35255 | 0.34516 | 0.34332 | 0.34406 | 0.34213 | 0.34255 | 0.33409 | 0.332 | 0.34315 | 0.3904 | 0.41573 | 0.41452 | 0.41573 | 0.41342 | 0.3973 | 0.36129 | 0.32187 | 8.3704 | 17 | 142.2973 | 0.41573
NJ | crude oil | Winter | 0.001 | 0.001 | 0.001 | 0.001 | 0.001 | 0.001 | 0.001 | 0.001 | 0.001 | 0.001 | 0.001 | 0.001 | 0.001 | 0.001 | 0.001 | 0.001 | 0.001 | 0.001 | 0.001 | 0.001 | 0.001 | 0.001 | 0.001 | 0.001 | 0.024 | 71 | 1.704 | 0.001
NJ | crude oil | Spring | 0.001 | 0.001 | 0.001 | 0.001 | 0.001 | 0.001 | 0.001 | 0.001 | 0.001 | 0.001 | 0.001 | 0.001 | 0.001 | 0.001 | 0.001 | 0.001 | 0.001 | 0.001 | 0.001 | 0.001 | 0.001 | 0.001 | 0.001 | 0.001 | 0.024 | 58 | 1.392 | 0.001
NJ | crude oil | Summer | 0.001 | 0.001 | 0.001 | 0.001 | 0.001 | 0.001 | 0.001 | 0.001 | 0.001 | 0.001 | 0.001 | 0.001 | 0.001 | 0.001 | 0.001 | 0.001 | 0.001 | 0.001 | 0.001 | 0.001 | 0.001 | 0.001 | 0.001 | 0.001 | 0.024 | 92 | 2.208 | 0.001
NJ | crude oil | Fall | 0.001 | 0.001 | 0.001 | 0.001 | 0.001 | 0.001 | 0.001 | 0.001 | 0.001 | 0.001 | 0.001 | 0.001 | 0.001 | 0.001 | 0.001 | 0.001 | 0.001 | 0.001 | 0.001 | 0.001 | 0.001 | 0.001 | 0.001 | 0.001 | 0.024 | 121 | 2.904 | 0.001
NJ | crude oil | Summer Peak | 0.001 | 0.001 | 0.001 | 0.001 | 0.001 | 0.001 | 0.001 | 0.001 | 0.001 | 0.001 | 0.001 | 0.001 | 0.001 | 0.001 | 0.001 | 0.001 | 0.001 | 0.001 | 0.001 | 0.001 | 0.001 | 0.001 | 0.001 | 0.001 | 0.024 | 6 | 0.144 | 0.001
NJ | crude oil | Winter Peak | 0.001 | 0.001 | 0.001 | 0.001 | 0.001 | 0.001 | 0.001 | 0.001 | 0.001 | 0.001 | 0.001 | 0.001 | 0.001 | 0.001 | 0.001 | 0.001 | 0.001 | 0.001 | 0.001 | 0.001 | 0.001 | 0.001 | 0.001 | 0.001 | 0.024 | 17 | 0.408 | 0.001
NJ | geothermal | Winter | 0.6595 | 0.6595 | 0.6595 | 0.6595 | 0.6595 | 0.6595 | 0.6595 | 0.6595 | 0.6595 | 0.6595 | 0.6595 | 0.6595 | 0.6595 | 0.6595 | 0.6595 | 0.6595 | 0.6595 | 0.6595 | 0.6595 | 0.6595 | 0.6595 | 0.6595 | 0.6595 | 0.6595 | 15.828 | 71 | 1123.788 | 0.6595
NJ | geothermal | Spring | 0.6595 | 0.6595 | 0.6595 | 0.6595 | 0.6595 | 0.6595 | 0.6595 | 0.6595 | 0.6595 | 0.6595 | 0.6595 | 0.6595 | 0.6595 | 0.6595 | 0.6595 | 0.6595 | 0.6595 | 0.6595 | 0.6595 | 0.6595 | 0.6595 | 0.6595 | 0.6595 | 0.6595 | 15.828 | 58 | 918.024 | 0.6595
NJ | geothermal | Summer | 0.6595 | 0.6595 | 0.6595 | 0.6595 | 0.6595 | 0.6595 | 0.6595 | 0.6595 | 0.6595 | 0.6595 | 0.6595 | 0.6595 | 0.6595 | 0.6595 | 0.6595 | 0.6595 | 0.6595 | 0.6595 | 0.6595 | 0.6595 | 0.6595 | 0.6595 | 0.6595 | 0.6595 | 15.828 | 92 | 1456.176 | 0.6595
NJ | geothermal | Fall | 0.6595 | 0.6595 | 0.6595 | 0.6595 | 0.6595 | 0.6595 | 0.6595 | 0.6595 | 0.6595 | 0.6595 | 0.6595 | 0.6595 | 0.6595 | 0.6595 | 0.6595 | 0.6595 | 0.6595 | 0.6595 | 0.6595 | 0.6595 | 0.6595 | 0.6595 | 0.6595 | 0.6595 | 15.828 | 121 | 1915.188 | 0.6595
NJ | geothermal | Summer Peak | 0.6595 | 0.6595 | 0.6595 | 0.6595 | 0.6595 | 0.6595 | 0.6595 | 0.6595 | 0.6595 | 0.6595 | 0.6595 | 0.6595 | 0.6595 | 0.6595 | 0.6595 | 0.6595 | 0.6595 | 0.6595 | 0.6595 | 0.6595 | 0.6595 | 0.6595 | 0.6595 | 0.6595 | 15.828 | 6 | 94.968 | 0.6595
NJ | geothermal | Winter Peak | 0.6595 | 0.6595 | 0.6595 | 0.6595 | 0.6595 | 0.6595 | 0.6595 | 0.6595 | 0.6595 | 0.6595 | 0.6595 | 0.6595 | 0.6595 | 0.6595 | 0.6595 | 0.6595 | 0.6595 | 0.6595 | 0.6595 | 0.6595 | 0.6595 | 0.6595 | 0.6595 | 0.6595 | 15.828 | 17 | 269.076 | 0.6595
NJ | hard coal ccs | Winter | 0.8 | 0.8 | 0.8 | 0.8 | 0.8 | 0.8 | 0.8 | 0.8 | 0.8 | 0.8 | 0.8 | 0.8 | 0.8 | 0.8 | 0.8 | 0.8 | 0.8 | 0.8 | 0.8 | 0.8 | 0.8 | 0.8 | 0.8 | 0.8 | 19.2 | 71 | 1363.2 | 0.8
NJ | hard coal ccs | Spring | 0.8 | 0.8 | 0.8 | 0.8 | 0.8 | 0.8 | 0.8 | 0.8 | 0.8 | 0.8 | 0.8 | 0.8 | 0.8 | 0.8 | 0.8 | 0.8 | 0.8 | 0.8 | 0.8 | 0.8 | 0.8 | 0.8 | 0.8 | 0.8 | 19.2 | 58 | 1113.6 | 0.8
NJ | hard coal ccs | Summer | 0.8 | 0.8 | 0.8 | 0.8 | 0.8 | 0.8 | 0.8 | 0.8 | 0.8 | 0.8 | 0.8 | 0.8 | 0.8 | 0.8 | 0.8 | 0.8 | 0.8 | 0.8 | 0.8 | 0.8 | 0.8 | 0.8 | 0.8 | 0.8 | 19.2 | 92 | 1766.4 | 0.8
NJ | hard coal ccs | Fall | 0.8 | 0.8 | 0.8 | 0.8 | 0.8 | 0.8 | 0.8 | 0.8 | 0.8 | 0.8 | 0.8 | 0.8 | 0.8 | 0.8 | 0.8 | 0.8 | 0.8 | 0.8 | 0.8 | 0.8 | 0.8 | 0.8 | 0.8 | 0.8 | 19.2 | 121 | 2323.2 | 0.8
NJ | hard coal ccs | Summer Peak | 0.8 | 0.8 | 0.8 | 0.8 | 0.8 | 0.8 | 0.8 | 0.8 | 0.8 | 0.8 | 0.8 | 0.8 | 0.8 | 0.8 | 0.8 | 0.8 | 0.8 | 0.8 | 0.8 | 0.8 | 0.8 | 0.8 | 0.8 | 0.8 | 19.2 | 6 | 115.2 | 0.8
NJ | hard coal ccs | Winter Peak | 0.8 | 0.8 | 0.8 | 0.8 | 0.8 | 0.8 | 0.8 | 0.8 | 0.8 | 0.8 | 0.8 | 0.8 | 0.8 | 0.8 | 0.8 | 0.8 | 0.8 | 0.8 | 0.8 | 0.8 | 0.8 | 0.8 | 0.8 | 0.8 | 19.2 | 17 | 326.4 | 0.8
NJ | hard coal | Winter | 0.4576 | 0.4576 | 0.4576 | 0.4576 | 0.4576 | 0.4576 | 0.4576 | 0.4576 | 0.4576 | 0.4576 | 0.4576 | 0.4576 | 0.4576 | 0.4576 | 0.4576 | 0.4576 | 0.4576 | 0.4576 | 0.4576 | 0.4576 | 0.4576 | 0.4576 | 0.4576 | 0.4576 | 10.9824 | 71 | 779.7504 | 0.4576
NJ | hard coal | Spring | 0.4576 | 0.4576 | 0.4576 | 0.4576 | 0.4576 | 0.4576 | 0.4576 | 0.4576 | 0.4576 | 0.4576 | 0.4576 | 0.4576 | 0.4576 | 0.4576 | 0.4576 | 0.4576 | 0.4576 | 0.4576 | 0.4576 | 0.4576 | 0.4576 | 0.4576 | 0.4576 | 0.4576 | 10.9824 | 58 | 636.9792 | 0.4576
NJ | hard coal | Summer | 0.4576 | 0.4576 | 0.4576 | 0.4576 | 0.4576 | 0.4576 | 0.4576 | 0.4576 | 0.4576 | 0.4576 | 0.4576 | 0.4576 | 0.4576 | 0.4576 | 0.4576 | 0.4576 | 0.4576 | 0.4576 | 0.4576 | 0.4576 | 0.4576 | 0.4576 | 0.4576 | 0.4576 | 10.9824 | 92 | 1010.3808 | 0.4576
NJ | hard coal | Fall | 0.4576 | 0.4576 | 0.4576 | 0.4576 | 0.4576 | 0.4576 | 0.4576 | 0.4576 | 0.4576 | 0.4576 | 0.4576 | 0.4576 | 0.4576 | 0.4576 | 0.4576 | 0.4576 | 0.4576 | 0.4576 | 0.4576 | 0.4576 | 0.4576 | 0.4576 | 0.4576 | 0.4576 | 10.9824 | 121 | 1328.8704 | 0.4576
NJ | hard coal | Summer Peak | 0.4576 | 0.4576 | 0.4576 | 0.4576 | 0.4576 | 0.4576 | 0.4576 | 0.4576 | 0.4576 | 0.4576 | 0.4576 | 0.4576 | 0.4576 | 0.4576 | 0.4576 | 0.4576 | 0.4576 | 0.4576 | 0.4576 | 0.4576 | 0.4576 | 0.4576 | 0.4576 | 0.4576 | 10.9824 | 6 | 65.8944 | 0.4576
NJ | hard coal | Winter Peak | 0.4576 | 0.4576 | 0.4576 | 0.4576 | 0.4576 | 0.4576 | 0.4576 | 0.4576 | 0.4576 | 0.4576 | 0.4576 | 0.4576 | 0.4576 | 0.4576 | 0.4576 | 0.4576 | 0.4576 | 0.4576 | 0.4576 | 0.4576 | 0.4576 | 0.4576 | 0.4576 | 0.4576 | 10.9824 | 17 | 186.7008 | 0.4576
NJ | heavy or residual fuel oil | Winter | 0 | 0 | 0 | 0 | 0 | 0 | 0 | 0 | 0 | 0 | 0 | 0 | 0 | 0 | 0 | 0 | 0 | 0 | 0 | 0 | 0 | 0 | 0 | 0 | 0 | 71 | 0 | 0
NJ | heavy or residual fuel oil | Spring | 0 | 0 | 0 | 0 | 0 | 0 | 0 | 0 | 0 | 0 | 0 | 0 | 0 | 0 | 0 | 0 | 0 | 0 | 0 | 0 | 0 | 0 | 0 | 0 | 0 | 58 | 0 | 0
NJ | heavy or residual fuel oil | Summer | 0 | 0 | 0 | 0 | 0 | 0 | 0 | 0 | 0 | 0 | 0 | 0 | 0 | 0 | 0 | 0 | 0 | 0 | 0 | 0 | 0 | 0 | 0 | 0 | 0 | 92 | 0 | 0
NJ | heavy or residual fuel oil | Fall | 0 | 0 | 0 | 0 | 0 | 0 | 0 | 0 | 0 | 0 | 0 | 0 | 0 | 0 | 0 | 0 | 0 | 0 | 0 | 0 | 0 | 0 | 0 | 0 | 0 | 121 | 0 | 0
NJ | heavy or residual fuel oil | Summer Peak | 0 | 0 | 0 | 0 | 0 | 0 | 0 | 0 | 0 | 0 | 0 | 0 | 0 | 0 | 0 | 0 | 0 | 0 | 0 | 0 | 0 | 0 | 0 | 0 | 0 | 6 | 0 | 0
NJ | heavy or residual fuel oil | Winter Peak | 0 | 0 | 0 | 0 | 0 | 0 | 0 | 0 | 0 | 0 | 0 | 0 | 0 | 0 | 0 | 0 | 0 | 0 | 0 | 0 | 0 | 0 | 0 | 0 | 0 | 17 | 0 | 0
NJ | hydro | Winter | 0.34947 | 0.34947 | 0.34947 | 0.34947 | 0.34947 | 0.34947 | 0.34947 | 0.34947 | 0.34947 | 0.34947 | 0.34947 | 0.34947 | 0.34947 | 0.34947 | 0.34947 | 0.34947 | 0.34947 | 0.34947 | 0.34947 | 0.34947 | 0.34947 | 0.34947 | 0.34947 | 0.34947 | 8.3873 | 71 | 595.4958 | 0.34947
NJ | hydro | Spring | 0.38181 | 0.38181 | 0.38181 | 0.38181 | 0.38181 | 0.38181 | 0.38181 | 0.38181 | 0.38181 | 0.38181 | 0.38181 | 0.38181 | 0.38181 | 0.38181 | 0.38181 | 0.38181 | 0.38181 | 0.38181 | 0.38181 | 0.38181 | 0.38181 | 0.38181 | 0.38181 | 0.38181 | 9.1633 | 58 | 531.4735 | 0.38181
NJ | hydro | Summer | 0.31617 | 0.31617 | 0.31617 | 0.31617 | 0.31617 | 0.31617 | 0.31617 | 0.31617 | 0.31617 | 0.31617 | 0.31617 | 0.31617 | 0.31617 | 0.31617 | 0.31617 | 0.31617 | 0.31617 | 0.31617 | 0.31617 | 0.31617 | 0.31617 | 0.31617 | 0.31617 | 0.31617 | 7.5881 | 92 | 698.107 | 0.31617
NJ | hydro | Fall | 0.34942 | 0.34942 | 0.34942 | 0.34942 | 0.34942 | 0.34942 | 0.34942 | 0.34942 | 0.34942 | 0.34942 | 0.34942 | 0.34942 | 0.34942 | 0.34942 | 0.34942 | 0.34942 | 0.34942 | 0.34942 | 0.34942 | 0.34942 | 0.34942 | 0.34942 | 0.34942 | 0.34942 | 8.386 | 121 | 1014.7109 | 0.34942
NJ | hydro | Summer Peak | 0.29234 | 0.29234 | 0.29234 | 0.29234 | 0.29234 | 0.29234 | 0.29234 | 0.29234 | 0.29234 | 0.29234 | 0.29234 | 0.29234 | 0.29234 | 0.29234 | 0.29234 | 0.29234 | 0.29234 | 0.29234 | 0.29234 | 0.29234 | 0.29234 | 0.29234 | 0.29234 | 0.29234 | 7.0162 | 6 | 42.0969 | 0.29234
NJ | hydro | Winter Peak | 0.32888 | 0.32888 | 0.32888 | 0.32888 | 0.32888 | 0.32888 | 0.32888 | 0.32888 | 0.32888 | 0.32888 | 0.32888 | 0.32888 | 0.32888 | 0.32888 | 0.32888 | 0.32888 | 0.32888 | 0.32888 | 0.32888 | 0.32888 | 0.32888 | 0.32888 | 0.32888 | 0.32888 | 7.8932 | 17 | 134.1839 | 0.32888
NJ | hydrogen combined cycle | Winter | 0.27774 | 0.2719 | 0.27071 | 0.27122 | 0.27641 | 0.29757 | 0.32628 | 0.32648 | 0.30943 | 0.30156 | 0.30166 | 0.29858 | 0.29376 | 0.28804 | 0.28749 | 0.30245 | 0.34767 | 0.37383 | 0.3734 | 0.37521 | 0.37446 | 0.36449 | 0.33543 | 0.30324 | 7.549 | 71 | 535.9799 | 0.37521
NJ | hydrogen combined cycle | Spring | 0.28119 | 0.26453 | 0.25947 | 0.25945 | 0.26806 | 0.29011 | 0.28609 | 0.28156 | 0.28177 | 0.28662 | 0.29867 | 0.30479 | 0.31072 | 0.31153 | 0.31431 | 0.32216 | 0.34319 | 0.37494 | 0.38031 | 0.38035 | 0.38184 | 0.37783 | 0.35173 | 0.31549 | 7.5267 | 58 | 436.5481 | 0.38184
NJ | hydrogen combined cycle | Summer | 0.41896 | 0.40124 | 0.39124 | 0.38742 | 0.38497 | 0.37746 | 0.36446 | 0.37802 | 0.39575 | 0.41718 | 0.43409 | 0.45326 | 0.46634 | 0.47354 | 0.47938 | 0.48357 | 0.48617 | 0.49151 | 0.49246 | 0.49103 | 0.48739 | 0.48051 | 0.46231 | 0.43916 | 10.5374 | 92 | 969.4436 | 0.49246
NJ | hydrogen combined cycle | Fall | 0.30933 | 0.29881 | 0.29616 | 0.2947 | 0.29709 | 0.31077 | 0.31583 | 0.3062 | 0.31334 | 0.32474 | 0.33868 | 0.34574 | 0.34886 | 0.35122 | 0.35398 | 0.36715 | 0.39428 | 0.40015 | 0.4004 | 0.40077 | 0.39945 | 0.38737 | 0.35599 | 0.32732 | 8.2383 | 121 | 996.8386 | 0.40077
NJ | hydrogen combined cycle | Summer Peak | 0.42432 | 0.42432 | 0.42432 | 0.42432 | 0.42432 | 0.42432 | 0.42432 | 0.42432 | 0.44858 | 0.47284 | 0.53045 | 0.53045 | 0.53045 | 0.54079 | 0.54079 | 0.54677 | 0.54677 | 0.54677 | 0.54677 | 0.54677 | 0.54079 | 0.53045 | 0.47655 | 0.47284 | 11.7434 | 6 | 70.4604 | 0.54677
NJ | hydrogen combined cycle | Winter Peak | 0.29328 | 0.29328 | 0.29328 | 0.29328 | 0.29328 | 0.36075 | 0.385 | 0.36075 | 0.36075 | 0.32702 | 0.31577 | 0.31577 | 0.31577 | 0.29328 | 0.29328 | 0.31577 | 0.36075 | 0.40926 | 0.40926 | 0.40926 | 0.40926 | 0.385 | 0.36075 | 0.33826 | 8.1921 | 17 | 139.2654 | 0.40926
NJ | hydrogen ct | Winter | 3.2936e-11 | 3.2936e-11 | 3.2936e-11 | 3.2936e-11 | 3.2936e-11 | 3.2936e-11 | 3.2936e-11 | 3.2936e-11 | 3.2936e-11 | 3.2936e-11 | 3.2936e-11 | 3.2936e-11 | 3.2936e-11 | 3.2936e-11 | 3.2936e-11 | 3.2936e-11 | 0.0076826 | 0.023247 | 0.028328 | 0.022323 | 0.0029896 | 0.0029896 | 0.0029896 | 0.0029896 | 0.093538 | 71 | 6.6412 | 0.028328
NJ | hydrogen ct | Spring | 0.010553 | 0.010553 | 0.010553 | 0.010553 | 0.010553 | 0.010553 | 0.010553 | 0.010553 | 0.010553 | 0.010553 | 0.010553 | 0.010553 | 0.010553 | 0.010553 | 0.010553 | 0.023337 | 0.044443 | 0.081912 | 0.090439 | 0.027493 | 5.3011e-05 | 3.2936e-11 | 3.2936e-11 | 3.2936e-11 | 0.42597 | 58 | 24.7064 | 0.090439
NJ | hydrogen ct | Summer | 0.061774 | 0.061774 | 0.061774 | 0.061774 | 0.061774 | 0.061774 | 0.061774 | 0.061774 | 0.061774 | 0.061774 | 0.06621 | 0.091791 | 0.11404 | 0.15242 | 0.21443 | 0.2818 | 0.39272 | 0.58669 | 0.62335 | 0.49512 | 0.28899 | 0.15327 | 0.072524 | 0.068067 | 4.2192 | 92 | 388.1632 | 0.62335
NJ | hydrogen ct | Fall | 0.028655 | 0.028655 | 0.028655 | 0.028655 | 0.028655 | 0.028655 | 0.028655 | 0.028655 | 0.028655 | 0.028655 | 0.030743 | 0.038291 | 0.047163 | 0.060813 | 0.089811 | 0.11096 | 0.14405 | 0.19256 | 0.24474 | 0.18908 | 0.11029 | 0.068597 | 0.032244 | 0.025498 | 1.6714 | 121 | 202.2383 | 0.24474
NJ | hydrogen ct | Summer Peak | 0.23595 | 0.23595 | 0.23595 | 0.23595 | 0.23595 | 0.23595 | 0.23595 | 0.23595 | 0.23595 | 0.23595 | 0.23595 | 0.38723 | 0.47917 | 0.56907 | 0.73222 | 0.93573 | 1 | 1 | 1 | 1 | 0.89311 | 0.55546 | 0.27533 | 0.27533 | 11.6981 | 6 | 70.1886 | 1
NJ | hydrogen ct | Winter Peak | 3.2936e-11 | 3.2936e-11 | 3.2936e-11 | 3.2936e-11 | 3.2936e-11 | 3.2936e-11 | 3.2936e-11 | 3.2936e-11 | 3.2936e-11 | 3.2936e-11 | 3.2936e-11 | 3.2936e-11 | 3.2936e-11 | 3.2936e-11 | 3.2936e-11 | 3.2936e-11 | 3.2936e-11 | 3.2936e-11 | 3.2936e-11 | 3.2936e-11 | 3.2936e-11 | 3.2936e-11 | 3.2936e-11 | 3.2936e-11 | 7.9047e-10 | 17 | 1.3438e-08 | 3.2936e-11
NJ | lignite ccs | Winter | 0.8 | 0.8 | 0.8 | 0.8 | 0.8 | 0.8 | 0.8 | 0.8 | 0.8 | 0.8 | 0.8 | 0.8 | 0.8 | 0.8 | 0.8 | 0.8 | 0.8 | 0.8 | 0.8 | 0.8 | 0.8 | 0.8 | 0.8 | 0.8 | 19.2 | 71 | 1363.2 | 0.8
NJ | lignite ccs | Spring | 0.8 | 0.8 | 0.8 | 0.8 | 0.8 | 0.8 | 0.8 | 0.8 | 0.8 | 0.8 | 0.8 | 0.8 | 0.8 | 0.8 | 0.8 | 0.8 | 0.8 | 0.8 | 0.8 | 0.8 | 0.8 | 0.8 | 0.8 | 0.8 | 19.2 | 58 | 1113.6 | 0.8
NJ | lignite ccs | Summer | 0.8 | 0.8 | 0.8 | 0.8 | 0.8 | 0.8 | 0.8 | 0.8 | 0.8 | 0.8 | 0.8 | 0.8 | 0.8 | 0.8 | 0.8 | 0.8 | 0.8 | 0.8 | 0.8 | 0.8 | 0.8 | 0.8 | 0.8 | 0.8 | 19.2 | 92 | 1766.4 | 0.8
NJ | lignite ccs | Fall | 0.8 | 0.8 | 0.8 | 0.8 | 0.8 | 0.8 | 0.8 | 0.8 | 0.8 | 0.8 | 0.8 | 0.8 | 0.8 | 0.8 | 0.8 | 0.8 | 0.8 | 0.8 | 0.8 | 0.8 | 0.8 | 0.8 | 0.8 | 0.8 | 19.2 | 121 | 2323.2 | 0.8
NJ | lignite ccs | Summer Peak | 0.8 | 0.8 | 0.8 | 0.8 | 0.8 | 0.8 | 0.8 | 0.8 | 0.8 | 0.8 | 0.8 | 0.8 | 0.8 | 0.8 | 0.8 | 0.8 | 0.8 | 0.8 | 0.8 | 0.8 | 0.8 | 0.8 | 0.8 | 0.8 | 19.2 | 6 | 115.2 | 0.8
NJ | lignite ccs | Winter Peak | 0.8 | 0.8 | 0.8 | 0.8 | 0.8 | 0.8 | 0.8 | 0.8 | 0.8 | 0.8 | 0.8 | 0.8 | 0.8 | 0.8 | 0.8 | 0.8 | 0.8 | 0.8 | 0.8 | 0.8 | 0.8 | 0.8 | 0.8 | 0.8 | 19.2 | 17 | 326.4 | 0.8
NJ | lignite | Winter | 0.638 | 0.638 | 0.638 | 0.638 | 0.638 | 0.638 | 0.638 | 0.638 | 0.638 | 0.638 | 0.638 | 0.638 | 0.638 | 0.638 | 0.638 | 0.638 | 0.638 | 0.638 | 0.638 | 0.638 | 0.638 | 0.638 | 0.638 | 0.638 | 15.312 | 71 | 1087.152 | 0.638
NJ | lignite | Spring | 0.638 | 0.638 | 0.638 | 0.638 | 0.638 | 0.638 | 0.638 | 0.638 | 0.638 | 0.638 | 0.638 | 0.638 | 0.638 | 0.638 | 0.638 | 0.638 | 0.638 | 0.638 | 0.638 | 0.638 | 0.638 | 0.638 | 0.638 | 0.638 | 15.312 | 58 | 888.096 | 0.638
NJ | lignite | Summer | 0.638 | 0.638 | 0.638 | 0.638 | 0.638 | 0.638 | 0.638 | 0.638 | 0.638 | 0.638 | 0.638 | 0.638 | 0.638 | 0.638 | 0.638 | 0.638 | 0.638 | 0.638 | 0.638 | 0.638 | 0.638 | 0.638 | 0.638 | 0.638 | 15.312 | 92 | 1408.704 | 0.638
NJ | lignite | Fall | 0.638 | 0.638 | 0.638 | 0.638 | 0.638 | 0.638 | 0.638 | 0.638 | 0.638 | 0.638 | 0.638 | 0.638 | 0.638 | 0.638 | 0.638 | 0.638 | 0.638 | 0.638 | 0.638 | 0.638 | 0.638 | 0.638 | 0.638 | 0.638 | 15.312 | 121 | 1852.752 | 0.638
NJ | lignite | Summer Peak | 0.638 | 0.638 | 0.638 | 0.638 | 0.638 | 0.638 | 0.638 | 0.638 | 0.638 | 0.638 | 0.638 | 0.638 | 0.638 | 0.638 | 0.638 | 0.638 | 0.638 | 0.638 | 0.638 | 0.638 | 0.638 | 0.638 | 0.638 | 0.638 | 15.312 | 6 | 91.872 | 0.638
NJ | lignite | Winter Peak | 0.638 | 0.638 | 0.638 | 0.638 | 0.638 | 0.638 | 0.638 | 0.638 | 0.638 | 0.638 | 0.638 | 0.638 | 0.638 | 0.638 | 0.638 | 0.638 | 0.638 | 0.638 | 0.638 | 0.638 | 0.638 | 0.638 | 0.638 | 0.638 | 15.312 | 17 | 260.304 | 0.638
NJ | municipal solid waste | Winter | 0.6334 | 0.6334 | 0.6334 | 0.6334 | 0.6334 | 0.6334 | 0.6334 | 0.6334 | 0.6334 | 0.6334 | 0.6334 | 0.6334 | 0.6334 | 0.6334 | 0.6334 | 0.6334 | 0.6334 | 0.6334 | 0.6334 | 0.6334 | 0.6334 | 0.6334 | 0.6334 | 0.6334 | 15.2016 | 71 | 1079.3136 | 0.6334
NJ | municipal solid waste | Spring | 0.6334 | 0.6334 | 0.6334 | 0.6334 | 0.6334 | 0.6334 | 0.6334 | 0.6334 | 0.6334 | 0.6334 | 0.6334 | 0.6334 | 0.6334 | 0.6334 | 0.6334 | 0.6334 | 0.6334 | 0.6334 | 0.6334 | 0.6334 | 0.6334 | 0.6334 | 0.6334 | 0.6334 | 15.2016 | 58 | 881.6928 | 0.6334
NJ | municipal solid waste | Summer | 0.6334 | 0.6334 | 0.6334 | 0.6334 | 0.6334 | 0.6334 | 0.6334 | 0.6334 | 0.6334 | 0.6334 | 0.6334 | 0.6334 | 0.6334 | 0.6334 | 0.6334 | 0.6334 | 0.6334 | 0.6334 | 0.6334 | 0.6334 | 0.6334 | 0.6334 | 0.6334 | 0.6334 | 15.2016 | 92 | 1398.5472 | 0.6334
NJ | municipal solid waste | Fall | 0.6334 | 0.6334 | 0.6334 | 0.6334 | 0.6334 | 0.6334 | 0.6334 | 0.6334 | 0.6334 | 0.6334 | 0.6334 | 0.6334 | 0.6334 | 0.6334 | 0.6334 | 0.6334 | 0.6334 | 0.6334 | 0.6334 | 0.6334 | 0.6334 | 0.6334 | 0.6334 | 0.6334 | 15.2016 | 121 | 1839.3936 | 0.6334
NJ | municipal solid waste | Summer Peak | 0.6334 | 0.6334 | 0.6334 | 0.6334 | 0.6334 | 0.6334 | 0.6334 | 0.6334 | 0.6334 | 0.6334 | 0.6334 | 0.6334 | 0.6334 | 0.6334 | 0.6334 | 0.6334 | 0.6334 | 0.6334 | 0.6334 | 0.6334 | 0.6334 | 0.6334 | 0.6334 | 0.6334 | 15.2016 | 6 | 91.2096 | 0.6334
NJ | municipal solid waste | Winter Peak | 0.6334 | 0.6334 | 0.6334 | 0.6334 | 0.6334 | 0.6334 | 0.6334 | 0.6334 | 0.6334 | 0.6334 | 0.6334 | 0.6334 | 0.6334 | 0.6334 | 0.6334 | 0.6334 | 0.6334 | 0.6334 | 0.6334 | 0.6334 | 0.6334 | 0.6334 | 0.6334 | 0.6334 | 15.2016 | 17 | 258.4272 | 0.6334
NJ | natural gas peaker | Winter | 3.2936e-11 | 3.2936e-11 | 3.2936e-11 | 3.2936e-11 | 3.2936e-11 | 3.2936e-11 | 3.2936e-11 | 3.2936e-11 | 3.2936e-11 | 3.2936e-11 | 3.2936e-11 | 3.2936e-11 | 3.2936e-11 | 3.2936e-11 | 3.2936e-11 | 3.2936e-11 | 0.0076826 | 0.023247 | 0.028328 | 0.022323 | 0.0029896 | 0.0029896 | 0.0029896 | 0.0029896 | 0.093538 | 71 | 6.6412 | 0.028328
NJ | natural gas peaker | Spring | 0.010553 | 0.010553 | 0.010553 | 0.010553 | 0.010553 | 0.010553 | 0.010553 | 0.010553 | 0.010553 | 0.010553 | 0.010553 | 0.010553 | 0.010553 | 0.010553 | 0.010553 | 0.023337 | 0.044443 | 0.081912 | 0.090439 | 0.027493 | 5.3011e-05 | 3.2936e-11 | 3.2936e-11 | 3.2936e-11 | 0.42597 | 58 | 24.7064 | 0.090439
NJ | natural gas peaker | Summer | 0.061774 | 0.061774 | 0.061774 | 0.061774 | 0.061774 | 0.061774 | 0.061774 | 0.061774 | 0.061774 | 0.061774 | 0.06621 | 0.091791 | 0.11404 | 0.15242 | 0.21443 | 0.2818 | 0.39272 | 0.58669 | 0.62335 | 0.49512 | 0.28899 | 0.15327 | 0.072524 | 0.068067 | 4.2192 | 92 | 388.1632 | 0.62335
NJ | natural gas peaker | Fall | 0.028655 | 0.028655 | 0.028655 | 0.028655 | 0.028655 | 0.028655 | 0.028655 | 0.028655 | 0.028655 | 0.028655 | 0.030743 | 0.038291 | 0.047163 | 0.060813 | 0.089811 | 0.11096 | 0.14405 | 0.19256 | 0.24474 | 0.18908 | 0.11029 | 0.068597 | 0.032244 | 0.025498 | 1.6714 | 121 | 202.2383 | 0.24474
NJ | natural gas peaker | Summer Peak | 0.23595 | 0.23595 | 0.23595 | 0.23595 | 0.23595 | 0.23595 | 0.23595 | 0.23595 | 0.23595 | 0.23595 | 0.23595 | 0.38723 | 0.47917 | 0.56907 | 0.73222 | 0.93573 | 1 | 1 | 1 | 1 | 0.89311 | 0.55546 | 0.27533 | 0.27533 | 11.6981 | 6 | 70.1886 | 1
NJ | natural gas peaker | Winter Peak | 3.2936e-11 | 3.2936e-11 | 3.2936e-11 | 3.2936e-11 | 3.2936e-11 | 3.2936e-11 | 3.2936e-11 | 3.2936e-11 | 3.2936e-11 | 3.2936e-11 | 3.2936e-11 | 3.2936e-11 | 3.2936e-11 | 3.2936e-11 | 3.2936e-11 | 3.2936e-11 | 3.2936e-11 | 3.2936e-11 | 3.2936e-11 | 3.2936e-11 | 3.2936e-11 | 3.2936e-11 | 3.2936e-11 | 3.2936e-11 | 7.9047e-10 | 17 | 1.3438e-08 | 3.2936e-11
NJ | nuclear | Winter | 0.91792 | 0.91792 | 0.91792 | 0.91792 | 0.91792 | 0.91792 | 0.91792 | 0.91792 | 0.91792 | 0.91792 | 0.91792 | 0.91792 | 0.91792 | 0.91792 | 0.91792 | 0.91792 | 0.91792 | 0.91792 | 0.91792 | 0.91792 | 0.91792 | 0.91792 | 0.91792 | 0.91792 | 22.0301 | 71 | 1564.138 | 0.91792
NJ | nuclear | Spring | 0.91792 | 0.91792 | 0.91792 | 0.91792 | 0.91792 | 0.91792 | 0.90842 | 0.91215 | 0.91792 | 0.91792 | 0.91792 | 0.91792 | 0.91792 | 0.91792 | 0.91792 | 0.91792 | 0.91792 | 0.91792 | 0.91792 | 0.91792 | 0.91792 | 0.91792 | 0.91792 | 0.91792 | 22.0148 | 58 | 1276.8608 | 0.91792
NJ | nuclear | Summer | 0.91792 | 0.91792 | 0.91792 | 0.91792 | 0.91792 | 0.91792 | 0.91792 | 0.91792 | 0.91792 | 0.91792 | 0.91792 | 0.91792 | 0.91792 | 0.91792 | 0.91792 | 0.91792 | 0.91792 | 0.91792 | 0.91792 | 0.91792 | 0.91792 | 0.91792 | 0.91792 | 0.91792 | 22.0301 | 92 | 2026.7703 | 0.91792
NJ | nuclear | Fall | 0.91792 | 0.91792 | 0.91792 | 0.91792 | 0.91792 | 0.91792 | 0.91426 | 0.91288 | 0.91792 | 0.91792 | 0.91792 | 0.91792 | 0.91792 | 0.91792 | 0.91792 | 0.91792 | 0.91792 | 0.91792 | 0.91792 | 0.91792 | 0.91792 | 0.91792 | 0.91792 | 0.91792 | 22.0214 | 121 | 2664.5904 | 0.91792
NJ | nuclear | Summer Peak | 0.91792 | 0.91792 | 0.91792 | 0.91792 | 0.91792 | 0.91792 | 0.91792 | 0.91792 | 0.91792 | 0.91792 | 0.91792 | 0.91792 | 0.91792 | 0.91792 | 0.91792 | 0.91792 | 0.91792 | 0.91792 | 0.91792 | 0.91792 | 0.91792 | 0.91792 | 0.91792 | 0.91792 | 22.0301 | 6 | 132.1807 | 0.91792
NJ | nuclear | Winter Peak | 0.91792 | 0.91792 | 0.91792 | 0.91792 | 0.91792 | 0.91792 | 0.91792 | 0.91792 | 0.91792 | 0.91792 | 0.91792 | 0.91792 | 0.91792 | 0.91792 | 0.91792 | 0.91792 | 0.91792 | 0.91792 | 0.91792 | 0.91792 | 0.91792 | 0.91792 | 0.91792 | 0.91792 | 22.0301 | 17 | 374.5119 | 0.91792
NJ | offshore wind | Winter | 0.69351 | 0.68714 | 0.67361 | 0.65587 | 0.63824 | 0.62397 | 0.60227 | 0.57534 | 0.53607 | 0.49535 | 0.46082 | 0.44832 | 0.45095 | 0.46807 | 0.49124 | 0.51446 | 0.53915 | 0.56434 | 0.57865 | 0.58072 | 0.58586 | 0.58255 | 0.57147 | 0.57541 | 13.5934 | 71 | 965.129 | 0.69351
NJ | offshore wind | Spring | 0.56212 | 0.54935 | 0.53079 | 0.52816 | 0.5356 | 0.55666 | 0.55734 | 0.51288 | 0.46481 | 0.43312 | 0.40536 | 0.39009 | 0.39045 | 0.4086 | 0.43321 | 0.4558 | 0.47681 | 0.49272 | 0.50954 | 0.54269 | 0.55917 | 0.56672 | 0.56828 | 0.55941 | 11.9897 | 58 | 695.4004 | 0.56828
NJ | offshore wind | Summer | 0.38099 | 0.3706 | 0.37031 | 0.35187 | 0.33893 | 0.32468 | 0.30189 | 0.28416 | 0.26678 | 0.25846 | 0.24704 | 0.25141 | 0.25928 | 0.27421 | 0.29415 | 0.31507 | 0.33644 | 0.35957 | 0.38277 | 0.40693 | 0.41824 | 0.43427 | 0.42936 | 0.42807 | 8.0855 | 92 | 743.8638 | 0.43427
NJ | offshore wind | Fall | 0.60992 | 0.59321 | 0.58158 | 0.56826 | 0.55215 | 0.54361 | 0.53411 | 0.51621 | 0.50212 | 0.49385 | 0.48716 | 0.49227 | 0.51829 | 0.54902 | 0.5834 | 0.61 | 0.63144 | 0.65343 | 0.66539 | 0.66551 | 0.6594 | 0.64976 | 0.64384 | 0.64039 | 13.9443 | 121 | 1687.2624 | 0.66551
NJ | offshore wind | Summer Peak | 0.19597 | 0.12738 | 0.1088 | 0.12153 | 0.12527 | 0.12874 | 0.12779 | 0.1208 | 0.11218 | 0.11072 | 0.12763 | 0.14594 | 0.17052 | 0.185 | 0.22793 | 0.3103 | 0.30127 | 0.3073 | 0.24959 | 0.15947 | 0.094673 | 0.1548 | 0.22751 | 0.21998 | 4.1611 | 6 | 24.9665 | 0.3103
NJ | offshore wind | Winter Peak | 0.49367 | 0.47568 | 0.46278 | 0.44997 | 0.4354 | 0.42283 | 0.42402 | 0.43311 | 0.42503 | 0.41386 | 0.39176 | 0.39093 | 0.39209 | 0.39114 | 0.39273 | 0.39821 | 0.41407 | 0.42366 | 0.4348 | 0.44046 | 0.46739 | 0.50356 | 0.52834 | 0.54049 | 10.546 | 17 | 179.2819 | 0.54049
NJ | onshore wind | Winter | 0.57197 | 0.56038 | 0.54774 | 0.53194 | 0.52799 | 0.51009 | 0.48138 | 0.39395 | 0.26518 | 0.23621 | 0.24543 | 0.24912 | 0.26307 | 0.28941 | 0.30073 | 0.31285 | 0.36815 | 0.44162 | 0.48138 | 0.48876 | 0.48849 | 0.50745 | 0.51483 | 0.5172 | 10.0953 | 71 | 716.7678 | 0.57197
NJ | onshore wind | Spring | 0.46517 | 0.45679 | 0.46194 | 0.47871 | 0.50514 | 0.4887 | 0.35524 | 0.28239 | 0.25886 | 0.2653 | 0.27014 | 0.28884 | 0.30495 | 0.33042 | 0.33977 | 0.34944 | 0.34912 | 0.35492 | 0.42165 | 0.44744 | 0.4584 | 0.46775 | 0.46742 | 0.46001 | 9.3285 | 58 | 541.0535 | 0.50514
NJ | onshore wind | Summer | 0.29875 | 0.29123 | 0.28838 | 0.28066 | 0.26867 | 0.21806 | 0.17315 | 0.15161 | 0.13007 | 0.1262 | 0.12803 | 0.14023 | 0.15689 | 0.17884 | 0.17498 | 0.19774 | 0.22497 | 0.26562 | 0.31358 | 0.33106 | 0.3211 | 0.32618 | 0.33837 | 0.32801 | 5.6524 | 92 | 520.0194 | 0.33837
NJ | onshore wind | Fall | 0.44734 | 0.4478 | 0.44378 | 0.4257 | 0.42215 | 0.40793 | 0.34983 | 0.28988 | 0.25789 | 0.25202 | 0.25929 | 0.27999 | 0.30039 | 0.32156 | 0.33763 | 0.35555 | 0.37069 | 0.40083 | 0.44038 | 0.46588 | 0.48102 | 0.47592 | 0.45506 | 0.45784 | 9.1464 | 121 | 1106.7123 | 0.48102
NJ | onshore wind | Summer Peak | 0.14334 | 0.12153 | 0.14334 | 0.14958 | 0.14023 | 0.099717 | 0.043626 | 0.04051 | 0.043626 | 0.046742 | 0.056091 | 0.093485 | 0.14646 | 0.18074 | 0.2119 | 0.19632 | 0.19009 | 0.16827 | 0.096601 | 0.15581 | 0.15269 | 0.1932 | 0.2306 | 0.17762 | 3.2221 | 6 | 19.3327 | 0.2306
NJ | onshore wind | Winter Peak | 0.43223 | 0.42563 | 0.43113 | 0.41573 | 0.40034 | 0.40473 | 0.40144 | 0.37284 | 0.27936 | 0.24086 | 0.23206 | 0.23756 | 0.25296 | 0.26176 | 0.26506 | 0.27386 | 0.32555 | 0.35194 | 0.37504 | 0.39154 | 0.40144 | 0.38824 | 0.39814 | 0.39154 | 8.351 | 17 | 141.9663 | 0.43223
NJ | petroleum | Winter | 3.2936e-11 | 3.2936e-11 | 3.2936e-11 | 3.2936e-11 | 3.2936e-11 | 3.2936e-11 | 3.2936e-11 | 3.2936e-11 | 3.2936e-11 | 3.2936e-11 | 3.2936e-11 | 3.2936e-11 | 3.2936e-11 | 3.2936e-11 | 3.2936e-11 | 3.2936e-11 | 0.0076826 | 0.023247 | 0.028328 | 0.022323 | 0.0029896 | 0.0029896 | 0.0029896 | 0.0029896 | 0.093538 | 71 | 6.6412 | 0.028328
NJ | petroleum | Spring | 0.010553 | 0.010553 | 0.010553 | 0.010553 | 0.010553 | 0.010553 | 0.010553 | 0.010553 | 0.010553 | 0.010553 | 0.010553 | 0.010553 | 0.010553 | 0.010553 | 0.010553 | 0.023337 | 0.044443 | 0.081912 | 0.090439 | 0.027493 | 5.3011e-05 | 3.2936e-11 | 3.2936e-11 | 3.2936e-11 | 0.42597 | 58 | 24.7064 | 0.090439
NJ | petroleum | Summer | 0.061774 | 0.061774 | 0.061774 | 0.061774 | 0.061774 | 0.061774 | 0.061774 | 0.061774 | 0.061774 | 0.061774 | 0.06621 | 0.091791 | 0.11404 | 0.15242 | 0.21443 | 0.2818 | 0.39272 | 0.58669 | 0.62335 | 0.49512 | 0.28899 | 0.15327 | 0.072524 | 0.068067 | 4.2192 | 92 | 388.1632 | 0.62335
NJ | petroleum | Fall | 0.028655 | 0.028655 | 0.028655 | 0.028655 | 0.028655 | 0.028655 | 0.028655 | 0.028655 | 0.028655 | 0.028655 | 0.030743 | 0.038291 | 0.047163 | 0.060813 | 0.089811 | 0.11096 | 0.14405 | 0.19256 | 0.24474 | 0.18908 | 0.11029 | 0.068597 | 0.032244 | 0.025498 | 1.6714 | 121 | 202.2383 | 0.24474
NJ | petroleum | Summer Peak | 0.23595 | 0.23595 | 0.23595 | 0.23595 | 0.23595 | 0.23595 | 0.23595 | 0.23595 | 0.23595 | 0.23595 | 0.23595 | 0.38723 | 0.47917 | 0.56907 | 0.73222 | 0.93573 | 1 | 1 | 1 | 1 | 0.89311 | 0.55546 | 0.27533 | 0.27533 | 11.6981 | 6 | 70.1886 | 1
NJ | petroleum | Winter Peak | 3.2936e-11 | 3.2936e-11 | 3.2936e-11 | 3.2936e-11 | 3.2936e-11 | 3.2936e-11 | 3.2936e-11 | 3.2936e-11 | 3.2936e-11 | 3.2936e-11 | 3.2936e-11 | 3.2936e-11 | 3.2936e-11 | 3.2936e-11 | 3.2936e-11 | 3.2936e-11 | 3.2936e-11 | 3.2936e-11 | 3.2936e-11 | 3.2936e-11 | 3.2936e-11 | 3.2936e-11 | 3.2936e-11 | 3.2936e-11 | 7.9047e-10 | 17 | 1.3438e-08 | 3.2936e-11
NJ | pumped hydro | Winter | 0 | 0 | 0 | 0 | 0 | 0 | 0 | 0 | 0 | 0 | 0 | 0 | 0 | 0 | 0 | 0.01163 | 0.01163 | 0.10906 | 0.13221 | 0.13502 | 0.067331 | 0.012163 | 0 | 0 | 0.47904 | 71 | 34.0119 | 0.13502
NJ | pumped hydro | Spring | 0 | 0 | 0 | 0 | 0 | 0 | 0 | 0 | 0 | 0 | 0 | 0 | 0.0064655 | 0.014236 | 0.028473 | 0.042709 | 0.064676 | 0.10647 | 0.16338 | 0.097274 | 0.099655 | 0.052664 | 0 | 0 | 0.67601 | 58 | 39.2086 | 0.16338
NJ | pumped hydro | Summer | 0 | 0 | 0 | 0 | 0 | 0 | 0 | 0 | 0 | 0 | 0 | 0.011291 | 0.059045 | 0.14133 | 0.18952 | 0.21391 | 0.28406 | 0.37561 | 0.39852 | 0.40582 | 0.29372 | 0.14803 | 0 | 0 | 2.5209 | 92 | 231.9195 | 0.40582
NJ | pumped hydro | Fall | 0 | 0 | 0 | 0 | 0 | 0 | 0 | 0 | 0 | 0 | 0 | 0 | 0.020762 | 0.049197 | 0.06522 | 0.095537 | 0.11879 | 0.18045 | 0.19649 | 0.19604 | 0.19457 | 0.082041 | 0.0052873 | 0 | 1.2044 | 121 | 145.7307 | 0.19649
NJ | pumped hydro | Summer Peak | 0 | 0 | 0 | 0 | 0 | 0 | 0 | 0 | 0 | 0 | 0 | 0 | 0 | 0 | 0.36329 | 0.60913 | 0.6881 | 0.79992 | 0.82571 | 0.82571 | 0.41397 | 0.13762 | 0 | 0 | 4.6635 | 6 | 27.9807 | 0.82571
NJ | pumped hydro | Winter Peak | 0 | 0 | 0 | 0 | 0 | 0 | 0 | 0 | 0 | 0 | 0 | 0 | 0 | 0 | 0 | 0 | 0 | 0.14571 | 0.18697 | 0.13182 | 0.06437 | 0 | 0 | 0 | 0.52888 | 17 | 8.991 | 0.18697
NJ | smr | Winter | 0.92937 | 0.92937 | 0.92937 | 0.92937 | 0.92937 | 0.92937 | 0.92937 | 0.92937 | 0.92937 | 0.92937 | 0.92937 | 0.92937 | 0.92937 | 0.92937 | 0.92937 | 0.92937 | 0.92937 | 0.92937 | 0.92937 | 0.92937 | 0.92937 | 0.92937 | 0.92937 | 0.92937 | 22.305 | 71 | 1583.6539 | 0.92937
NJ | smr | Spring | 0.92937 | 0.92937 | 0.92937 | 0.92937 | 0.92937 | 0.92937 | 0.92937 | 0.92937 | 0.92937 | 0.92937 | 0.92937 | 0.92937 | 0.92937 | 0.92937 | 0.92937 | 0.92937 | 0.92937 | 0.92937 | 0.92937 | 0.92937 | 0.92937 | 0.92937 | 0.92937 | 0.92937 | 22.305 | 58 | 1293.6891 | 0.92937
NJ | smr | Summer | 0.92937 | 0.92937 | 0.92937 | 0.92937 | 0.92937 | 0.92937 | 0.92937 | 0.92937 | 0.92937 | 0.92937 | 0.92937 | 0.92937 | 0.92937 | 0.92937 | 0.92937 | 0.92937 | 0.92937 | 0.92937 | 0.92937 | 0.92937 | 0.92937 | 0.92937 | 0.92937 | 0.92937 | 22.305 | 92 | 2052.0586 | 0.92937
NJ | smr | Fall | 0.92937 | 0.92937 | 0.92937 | 0.92937 | 0.92937 | 0.92937 | 0.92937 | 0.92937 | 0.92937 | 0.92937 | 0.92937 | 0.92937 | 0.92937 | 0.92937 | 0.92937 | 0.92937 | 0.92937 | 0.92937 | 0.92937 | 0.92937 | 0.92937 | 0.92937 | 0.92937 | 0.92937 | 22.305 | 121 | 2698.9032 | 0.92937
NJ | smr | Summer Peak | 0.92937 | 0.92937 | 0.92937 | 0.92937 | 0.92937 | 0.92937 | 0.92937 | 0.92937 | 0.92937 | 0.92937 | 0.92937 | 0.92937 | 0.92937 | 0.92937 | 0.92937 | 0.92937 | 0.92937 | 0.92937 | 0.92937 | 0.92937 | 0.92937 | 0.92937 | 0.92937 | 0.92937 | 22.305 | 6 | 133.8299 | 0.92937
NJ | smr | Winter Peak | 0.92937 | 0.92937 | 0.92937 | 0.92937 | 0.92937 | 0.92937 | 0.92937 | 0.92937 | 0.92937 | 0.92937 | 0.92937 | 0.92937 | 0.92937 | 0.92937 | 0.92937 | 0.92937 | 0.92937 | 0.92937 | 0.92937 | 0.92937 | 0.92937 | 0.92937 | 0.92937 | 0.92937 | 22.305 | 17 | 379.1847 | 0.92937
NJ | solar pv dist | Winter | 0 | 0 | 0 | 0 | 0.00037228 | 0.0026209 | 0.14843 | 0.32373 | 0.43284 | 0.44675 | 0.43099 | 0.43114 | 0.44808 | 0.57297 | 0.51357 | 0.30952 | 0.088593 | 0.011123 | 0.00081201 | 0 | 0 | 0 | 0 | 0 | 4.1615 | 71 | 295.47 | 0.57297
NJ | solar pv dist | Spring | 0 | 0 | 0 | 0 | 0.0028976 | 0.017207 | 0.3552 | 0.47196 | 0.50909 | 0.50469 | 0.48013 | 0.48201 | 0.47444 | 0.55812 | 0.5173 | 0.40302 | 0.21747 | 0.10159 | 0.002782 | 0 | 0 | 0 | 0 | 0 | 5.0979 | 58 | 295.6786 | 0.55812
NJ | solar pv dist | Summer | 0 | 0 | 0 | 0 | 0.0021977 | 0.011094 | 0.18643 | 0.27009 | 0.34017 | 0.35314 | 0.34491 | 0.34116 | 0.33547 | 0.36723 | 0.32426 | 0.24981 | 0.15579 | 0.080438 | 0.0062091 | 0 | 0 | 0 | 0 | 0 | 3.3684 | 92 | 309.8921 | 0.36723
NJ | solar pv dist | Fall | 0 | 0 | 0 | 0 | 0.0019132 | 0.009052 | 0.17962 | 0.26624 | 0.33027 | 0.34259 | 0.34078 | 0.33026 | 0.31966 | 0.35386 | 0.31561 | 0.22727 | 0.12892 | 0.067417 | 0.0039707 | 0 | 0 | 0 | 0 | 0 | 3.2174 | 121 | 389.3097 | 0.35386
NJ | solar pv dist | Summer Peak | 0 | 0 | 0 | 0 | 0.0033054 | 0.014262 | 0.23095 | 0.29048 | 0.32496 | 0.31108 | 0.35087 | 0.33009 | 0.37881 | 0.32731 | 0.30037 | 0.30639 | 0.22208 | 0.091487 | 0.0016616 | 0 | 0 | 0 | 0 | 0 | 3.4841 | 6 | 20.9046 | 0.37881
NJ | solar pv dist | Winter Peak | 0 | 0 | 0 | 0 | 0 | 0 | 0.0039235 | 0.10801 | 0.18371 | 0.23007 | 0.21675 | 0.23279 | 0.22315 | 0.29855 | 0.28037 | 0.13712 | 0.0074776 | 0 | 0 | 0 | 0 | 0 | 0 | 0 | 1.9219 | 17 | 32.6726 | 0.29855
NJ | solar pv | Winter | 0 | 0 | 0 | 0 | 0.00097698 | 0.017497 | 0.10315 | 0.2876 | 0.4236 | 0.44539 | 0.42317 | 0.4132 | 0.42555 | 0.44627 | 0.42851 | 0.2927 | 0.098614 | 0.0095184 | 0.00087761 | 0 | 0 | 0 | 0 | 0 | 3.8166 | 71 | 270.9801 | 0.44627
NJ | solar pv | Spring | 0 | 0 | 0 | 0 | 0.006614 | 0.10313 | 0.32157 | 0.47984 | 0.52922 | 0.53047 | 0.50956 | 0.49987 | 0.5032 | 0.51155 | 0.49323 | 0.41231 | 0.24998 | 0.072853 | 0.0014267 | 0 | 0 | 0 | 0 | 0 | 5.2248 | 58 | 303.041 | 0.53047
NJ | solar pv | Summer | 0 | 0 | 0 | 0 | 0.0060148 | 0.078737 | 0.18989 | 0.27416 | 0.34716 | 0.36974 | 0.36599 | 0.35866 | 0.35827 | 0.35326 | 0.32498 | 0.26631 | 0.18146 | 0.0765 | 0.0053677 | 0 | 0 | 0 | 0 | 0 | 3.5565 | 92 | 327.1982 | 0.36974
NJ | solar pv | Fall | 0 | 0 | 0 | 0 | 0.0050101 | 0.059087 | 0.16522 | 0.26859 | 0.33702 | 0.35742 | 0.35978 | 0.35465 | 0.34424 | 0.33702 | 0.30377 | 0.24796 | 0.15361 | 0.058571 | 0.0030132 | 0 | 0 | 0 | 0 | 0 | 3.355 | 121 | 405.9494 | 0.35978
NJ | solar pv | Summer Peak | 0 | 0 | 0 | 0 | 0.0042321 | 0.10461 | 0.22099 | 0.30353 | 0.32736 | 0.34349 | 0.36226 | 0.35854 | 0.3631 | 0.36533 | 0.349 | 0.35076 | 0.27326 | 0.13357 | 0.0017279 | 0 | 0 | 0 | 0 | 0 | 3.8618 | 6 | 23.1706 | 0.36533
NJ | solar pv | Winter Peak | 0 | 0 | 0 | 0 | 0 | 0 | 0.00048945 | 0.064135 | 0.17337 | 0.20127 | 0.19464 | 0.1979 | 0.20349 | 0.19963 | 0.20186 | 0.1208 | 0.0062266 | 0 | 0 | 0 | 0 | 0 | 0 | 0 | 1.5638 | 17 | 26.5847 | 0.20349
NJ | solar thermal | Winter | 0 | 0 | 0 | 0 | 0 | 0 | 0 | 0 | 0 | 0.08597 | 0.37963 | 0.49887 | 0.49723 | 0.48344 | 0.47116 | 0.48279 | 0.49202 | 0.44649 | 0.21282 | 0.015243 | 0 | 0 | 0 | 0 | 4.0657 | 71 | 288.6623 | 0.49887
NJ | solar thermal | Spring | 0 | 0 | 0 | 0 | 0 | 0 | 0 | 0.0076376 | 0.18687 | 0.48014 | 0.63047 | 0.67382 | 0.67706 | 0.67418 | 0.66674 | 0.6665 | 0.66683 | 0.64842 | 0.56803 | 0.30656 | 0.039289 | 0 | 0 | 0 | 6.8926 | 58 | 399.7687 | 0.67706
NJ | solar thermal | Summer | 0 | 0 | 0 | 0 | 0 | 0 | 0 | 0.024165 | 0.27576 | 0.51489 | 0.59949 | 0.63012 | 0.63917 | 0.63842 | 0.63267 | 0.62353 | 0.61338 | 0.59439 | 0.54207 | 0.40006 | 0.11962 | 2.6056e-06 | 0 | 0 | 6.8477 | 92 | 629.9905 | 0.63917
NJ | solar thermal | Fall | 0 | 0 | 0 | 0 | 0 | 0 | 0 | 0 | 0.054994 | 0.36422 | 0.55217 | 0.58569 | 0.57826 | 0.56812 | 0.56341 | 0.56827 | 0.56955 | 0.52878 | 0.35579 | 0.077412 | 3.2207e-05 | 0 | 0 | 0 | 5.3667 | 121 | 649.37 | 0.58569
NJ | solar thermal | Summer Peak | 0 | 0 | 0 | 0 | 0 | 0 | 0 | 0.027732 | 0.38084 | 0.62249 | 0.69231 | 0.71807 | 0.7248 | 0.72465 | 0.72329 | 0.72571 | 0.72389 | 0.71218 | 0.67311 | 0.55977 | 0.22117 | 0 | 0 | 0 | 8.23 | 6 | 49.3801 | 0.72571
NJ | solar thermal | Winter Peak | 0 | 0 | 0 | 0 | 0 | 0 | 0 | 0 | 0 | 0.0026447 | 0.27588 | 0.35613 | 0.39021 | 0.41121 | 0.42512 | 0.48557 | 0.52766 | 0.49305 | 0.19344 | 0 | 0 | 0 | 0 | 0 | 3.5609 | 17 | 60.5354 | 0.52766
NJ | natural gas steam turbine | Winter | 0.056656 | 0.051434 | 0.051144 | 0.051042 | 0.051042 | 0.051166 | 0.053446 | 0.06223 | 0.058806 | 0.051743 | 0.052151 | 0.052489 | 0.05312 | 0.053439 | 0.054602 | 0.060147 | 0.074231 | 0.13028 | 0.17804 | 0.16151 | 0.12206 | 0.09702 | 0.083755 | 0.070375 | 1.7819 | 71 | 126.5166 | 0.17804
NJ | natural gas steam turbine | Spring | 0.078662 | 0.07241 | 0.06967 | 0.068712 | 0.068289 | 0.067249 | 0.065293 | 0.065429 | 0.065453 | 0.065719 | 0.066619 | 0.067772 | 0.070401 | 0.076872 | 0.083949 | 0.09672 | 0.11343 | 0.15937 | 0.24521 | 0.32684 | 0.28233 | 0.19666 | 0.12682 | 0.095492 | 2.6954 | 58 | 156.3319 | 0.32684
NJ | natural gas steam turbine | Summer | 0.30918 | 0.29338 | 0.28525 | 0.2812 | 0.27663 | 0.27202 | 0.27169 | 0.27209 | 0.27322 | 0.2803 | 0.30032 | 0.34488 | 0.3861 | 0.43025 | 0.47942 | 0.5285 | 0.61109 | 0.73154 | 0.83699 | 0.85136 | 0.73064 | 0.55834 | 0.39706 | 0.33503 | 10.3365 | 92 | 950.9579 | 0.85136
NJ | natural gas steam turbine | Fall | 0.067224 | 0.061135 | 0.058111 | 0.056828 | 0.056538 | 0.055934 | 0.052806 | 0.052982 | 0.052781 | 0.053006 | 0.053492 | 0.055102 | 0.058218 | 0.064397 | 0.071472 | 0.090024 | 0.13646 | 0.18996 | 0.29862 | 0.28774 | 0.19124 | 0.11828 | 0.092077 | 0.075454 | 2.3499 | 121 | 284.3349 | 0.29862
NJ | natural gas steam turbine | Summer Peak | 0.47917 | 0.45862 | 0.44386 | 0.43494 | 0.42642 | 0.42642 | 0.42642 | 0.42642 | 0.42642 | 0.43086 | 0.47208 | 0.72974 | 0.8389 | 0.93907 | 0.98234 | 1 | 1 | 1 | 1 | 1 | 1 | 1 | 0.73713 | 0.51404 | 16.5928 | 6 | 99.557 | 1
NJ | natural gas steam turbine | Winter Peak | 0.064277 | 0.064277 | 0.064277 | 0.064277 | 0.064277 | 0.064277 | 0.064277 | 0.064277 | 0.064277 | 0.064277 | 0.064277 | 0.064277 | 0.064277 | 0.064277 | 0.064277 | 0.083422 | 0.098506 | 0.47286 | 0.58643 | 0.58648 | 0.53568 | 0.16844 | 0.12401 | 0.10579 | 3.7258 | 17 | 63.338 | 0.58648
NM | biomass ccs | Winter | 0.8 | 0.8 | 0.8 | 0.8 | 0.8 | 0.8 | 0.8 | 0.8 | 0.8 | 0.8 | 0.8 | 0.8 | 0.8 | 0.8 | 0.8 | 0.8 | 0.8 | 0.8 | 0.8 | 0.8 | 0.8 | 0.8 | 0.8 | 0.8 | 19.2 | 38 | 729.6 | 0.8
NM | biomass ccs | Spring | 0.8 | 0.8 | 0.8 | 0.8 | 0.8 | 0.8 | 0.8 | 0.8 | 0.8 | 0.8 | 0.8 | 0.8 | 0.8 | 0.8 | 0.8 | 0.8 | 0.8 | 0.8 | 0.8 | 0.8 | 0.8 | 0.8 | 0.8 | 0.8 | 19.2 | 87 | 1670.4 | 0.8
NM | biomass ccs | Summer | 0.8 | 0.8 | 0.8 | 0.8 | 0.8 | 0.8 | 0.8 | 0.8 | 0.8 | 0.8 | 0.8 | 0.8 | 0.8 | 0.8 | 0.8 | 0.8 | 0.8 | 0.8 | 0.8 | 0.8 | 0.8 | 0.8 | 0.8 | 0.8 | 19.2 | 127 | 2438.4 | 0.8
NM | biomass ccs | Fall | 0.8 | 0.8 | 0.8 | 0.8 | 0.8 | 0.8 | 0.8 | 0.8 | 0.8 | 0.8 | 0.8 | 0.8 | 0.8 | 0.8 | 0.8 | 0.8 | 0.8 | 0.8 | 0.8 | 0.8 | 0.8 | 0.8 | 0.8 | 0.8 | 19.2 | 77 | 1478.4 | 0.8
NM | biomass ccs | Summer Peak | 0.8 | 0.8 | 0.8 | 0.8 | 0.8 | 0.8 | 0.8 | 0.8 | 0.8 | 0.8 | 0.8 | 0.8 | 0.8 | 0.8 | 0.8 | 0.8 | 0.8 | 0.8 | 0.8 | 0.8 | 0.8 | 0.8 | 0.8 | 0.8 | 19.2 | 20 | 384 | 0.8
NM | biomass ccs | Winter Peak | 0.8 | 0.8 | 0.8 | 0.8 | 0.8 | 0.8 | 0.8 | 0.8 | 0.8 | 0.8 | 0.8 | 0.8 | 0.8 | 0.8 | 0.8 | 0.8 | 0.8 | 0.8 | 0.8 | 0.8 | 0.8 | 0.8 | 0.8 | 0.8 | 19.2 | 16 | 307.2 | 0.8
NM | biomass | Winter | 0.51947 | 0.51947 | 0.51947 | 0.51947 | 0.51947 | 0.51947 | 0.51283 | 0.49292 | 0.48628 | 0.46636 | 0.46636 | 0.46636 | 0.46636 | 0.46636 | 0.473 | 0.47964 | 0.51283 | 0.51947 | 0.51947 | 0.51947 | 0.51947 | 0.51947 | 0.51947 | 0.51947 | 12.0424 | 38 | 457.6126 | 0.51947
NM | biomass | Spring | 0.51947 | 0.51947 | 0.51947 | 0.51947 | 0.51947 | 0.51947 | 0.51657 | 0.49627 | 0.47887 | 0.47017 | 0.47017 | 0.47017 | 0.47017 | 0.47017 | 0.47307 | 0.47597 | 0.49047 | 0.51947 | 0.51947 | 0.51947 | 0.51947 | 0.51947 | 0.51947 | 0.51947 | 12.0353 | 87 | 1047.0679 | 0.51947
NM | biomass | Summer | 0.51947 | 0.51947 | 0.51947 | 0.51947 | 0.51947 | 0.51947 | 0.51749 | 0.50557 | 0.49762 | 0.49762 | 0.49762 | 0.49762 | 0.49762 | 0.49961 | 0.50557 | 0.50954 | 0.51947 | 0.51947 | 0.51947 | 0.51947 | 0.51947 | 0.51947 | 0.51947 | 0.51947 | 12.2985 | 127 | 1561.9118 | 0.51947
NM | biomass | Fall | 0.51947 | 0.51947 | 0.51947 | 0.51947 | 0.51947 | 0.51947 | 0.51947 | 0.51292 | 0.51292 | 0.51292 | 0.51292 | 0.51292 | 0.51292 | 0.51292 | 0.5162 | 0.51947 | 0.51947 | 0.51947 | 0.51947 | 0.51947 | 0.51947 | 0.51947 | 0.51947 | 0.51947 | 12.4182 | 77 | 956.2044 | 0.51947
NM | biomass | Summer Peak | 0.51947 | 0.51947 | 0.51947 | 0.51947 | 0.51947 | 0.51947 | 0.51947 | 0.50686 | 0.50686 | 0.50686 | 0.50686 | 0.50686 | 0.50686 | 0.50686 | 0.50686 | 0.50686 | 0.51947 | 0.51947 | 0.51947 | 0.51947 | 0.51947 | 0.51947 | 0.51947 | 0.51947 | 12.3538 | 20 | 247.077 | 0.51947
NM | biomass | Winter Peak | 0.51947 | 0.51947 | 0.51947 | 0.51947 | 0.51947 | 0.51947 | 0.51947 | 0.51947 | 0.51947 | 0.51947 | 0.51947 | 0.51947 | 0.51947 | 0.51947 | 0.51947 | 0.51947 | 0.51947 | 0.51947 | 0.51947 | 0.51947 | 0.51947 | 0.51947 | 0.51947 | 0.51947 | 12.4674 | 16 | 199.4783 | 0.51947
NM | natural gas combined cycle ccs | Winter | 0.8 | 0.8 | 0.8 | 0.8 | 0.8 | 0.8 | 0.8 | 0.8 | 0.8 | 0.8 | 0.8 | 0.8 | 0.8 | 0.8 | 0.8 | 0.8 | 0.8 | 0.8 | 0.8 | 0.8 | 0.8 | 0.8 | 0.8 | 0.8 | 19.2 | 38 | 729.6 | 0.8
NM | natural gas combined cycle ccs | Spring | 0.8 | 0.8 | 0.8 | 0.8 | 0.8 | 0.8 | 0.8 | 0.8 | 0.8 | 0.8 | 0.8 | 0.8 | 0.8 | 0.8 | 0.8 | 0.8 | 0.8 | 0.8 | 0.8 | 0.8 | 0.8 | 0.8 | 0.8 | 0.8 | 19.2 | 87 | 1670.4 | 0.8
NM | natural gas combined cycle ccs | Summer | 0.8 | 0.8 | 0.8 | 0.8 | 0.8 | 0.8 | 0.8 | 0.8 | 0.8 | 0.8 | 0.8 | 0.8 | 0.8 | 0.8 | 0.8 | 0.8 | 0.8 | 0.8 | 0.8 | 0.8 | 0.8 | 0.8 | 0.8 | 0.8 | 19.2 | 127 | 2438.4 | 0.8
NM | natural gas combined cycle ccs | Fall | 0.8 | 0.8 | 0.8 | 0.8 | 0.8 | 0.8 | 0.8 | 0.8 | 0.8 | 0.8 | 0.8 | 0.8 | 0.8 | 0.8 | 0.8 | 0.8 | 0.8 | 0.8 | 0.8 | 0.8 | 0.8 | 0.8 | 0.8 | 0.8 | 19.2 | 77 | 1478.4 | 0.8
NM | natural gas combined cycle ccs | Summer Peak | 0.8 | 0.8 | 0.8 | 0.8 | 0.8 | 0.8 | 0.8 | 0.8 | 0.8 | 0.8 | 0.8 | 0.8 | 0.8 | 0.8 | 0.8 | 0.8 | 0.8 | 0.8 | 0.8 | 0.8 | 0.8 | 0.8 | 0.8 | 0.8 | 19.2 | 20 | 384 | 0.8
NM | natural gas combined cycle ccs | Winter Peak | 0.8 | 0.8 | 0.8 | 0.8 | 0.8 | 0.8 | 0.8 | 0.8 | 0.8 | 0.8 | 0.8 | 0.8 | 0.8 | 0.8 | 0.8 | 0.8 | 0.8 | 0.8 | 0.8 | 0.8 | 0.8 | 0.8 | 0.8 | 0.8 | 19.2 | 16 | 307.2 | 0.8
NM | natural gas combined cycle | Winter | 0.3287 | 0.3216 | 0.3288 | 0.33715 | 0.35525 | 0.36442 | 0.34978 | 0.28497 | 0.2365 | 0.23018 | 0.23644 | 0.24271 | 0.24463 | 0.23621 | 0.24273 | 0.25777 | 0.34427 | 0.37111 | 0.39131 | 0.43642 | 0.43812 | 0.42732 | 0.39473 | 0.3848 | 7.7859 | 38 | 295.8655 | 0.43812
NM | natural gas combined cycle | Spring | 0.377 | 0.34831 | 0.33523 | 0.33131 | 0.33722 | 0.34855 | 0.34612 | 0.26379 | 0.20058 | 0.19277 | 0.20217 | 0.20371 | 0.21004 | 0.20893 | 0.21038 | 0.21648 | 0.31554 | 0.37711 | 0.38983 | 0.39475 | 0.38567 | 0.38762 | 0.37295 | 0.37004 | 7.3261 | 87 | 637.3704 | 0.39475
NM | natural gas combined cycle | Summer | 0.55427 | 0.55562 | 0.55918 | 0.55659 | 0.56708 | 0.57238 | 0.52732 | 0.437 | 0.36664 | 0.3613 | 0.37315 | 0.38283 | 0.38984 | 0.39149 | 0.39398 | 0.414 | 0.50379 | 0.61683 | 0.68112 | 0.67987 | 0.67102 | 0.64527 | 0.6113 | 0.56747 | 12.3793 | 127 | 1572.1756 | 0.68112
NM | natural gas combined cycle | Fall | 0.78111 | 0.77761 | 0.77946 | 0.78738 | 0.79773 | 0.79427 | 0.7237 | 0.60048 | 0.57126 | 0.57983 | 0.60022 | 0.62344 | 0.62389 | 0.6453 | 0.64528 | 0.63791 | 0.66779 | 0.80413 | 0.9097 | 0.91867 | 0.88971 | 0.83543 | 0.77159 | 0.7411 | 17.507 | 77 | 1348.0373 | 0.91867
NM | natural gas combined cycle | Summer Peak | 0.80309 | 0.79503 | 0.79528 | 0.78906 | 0.78823 | 0.77159 | 0.66903 | 0.54897 | 0.55352 | 0.61906 | 0.65982 | 0.7026 | 0.70192 | 0.72951 | 0.71652 | 0.75306 | 0.71832 | 0.86438 | 0.97719 | 1 | 0.9513 | 0.95006 | 0.91337 | 0.89641 | 18.6673 | 20 | 373.3466 | 1
NM | natural gas combined cycle | Winter Peak | 0.60003 | 0.61975 | 0.61242 | 0.62965 | 0.65987 | 0.68218 | 0.70748 | 0.63943 | 0.4724 | 0.43452 | 0.45442 | 0.45655 | 0.45806 | 0.47294 | 0.47294 | 0.53216 | 0.72091 | 0.84391 | 0.89802 | 0.8793 | 0.84434 | 0.83067 | 0.77932 | 0.77351 | 15.4748 | 16 | 247.5962 | 0.89802
NM | crude oil | Winter | 0.001 | 0.001 | 0.001 | 0.001 | 0.001 | 0.001 | 0.001 | 0.001 | 0.001 | 0.001 | 0.001 | 0.001 | 0.001 | 0.001 | 0.001 | 0.001 | 0.001 | 0.001 | 0.001 | 0.001 | 0.001 | 0.001 | 0.001 | 0.001 | 0.024 | 38 | 0.912 | 0.001
NM | crude oil | Spring | 0.001 | 0.001 | 0.001 | 0.001 | 0.001 | 0.001 | 0.001 | 0.001 | 0.001 | 0.001 | 0.001 | 0.001 | 0.001 | 0.001 | 0.001 | 0.001 | 0.001 | 0.001 | 0.001 | 0.001 | 0.001 | 0.001 | 0.001 | 0.001 | 0.024 | 87 | 2.088 | 0.001
NM | crude oil | Summer | 0.001 | 0.001 | 0.001 | 0.001 | 0.001 | 0.001 | 0.001 | 0.001 | 0.001 | 0.001 | 0.001 | 0.001 | 0.001 | 0.001 | 0.001 | 0.001 | 0.001 | 0.001 | 0.001 | 0.001 | 0.001 | 0.001 | 0.001 | 0.001 | 0.024 | 127 | 3.048 | 0.001
NM | crude oil | Fall | 0.001 | 0.001 | 0.001 | 0.001 | 0.001 | 0.001 | 0.001 | 0.001 | 0.001 | 0.001 | 0.001 | 0.001 | 0.001 | 0.001 | 0.001 | 0.001 | 0.001 | 0.001 | 0.001 | 0.001 | 0.001 | 0.001 | 0.001 | 0.001 | 0.024 | 77 | 1.848 | 0.001
NM | crude oil | Summer Peak | 0.001 | 0.001 | 0.001 | 0.001 | 0.001 | 0.001 | 0.001 | 0.001 | 0.001 | 0.001 | 0.001 | 0.001 | 0.001 | 0.001 | 0.001 | 0.001 | 0.001 | 0.001 | 0.001 | 0.001 | 0.001 | 0.001 | 0.001 | 0.001 | 0.024 | 20 | 0.48 | 0.001
NM | crude oil | Winter Peak | 0.001 | 0.001 | 0.001 | 0.001 | 0.001 | 0.001 | 0.001 | 0.001 | 0.001 | 0.001 | 0.001 | 0.001 | 0.001 | 0.001 | 0.001 | 0.001 | 0.001 | 0.001 | 0.001 | 0.001 | 0.001 | 0.001 | 0.001 | 0.001 | 0.024 | 16 | 0.384 | 0.001
NM | geothermal | Winter | 0.6595 | 0.6595 | 0.6595 | 0.6595 | 0.6595 | 0.6595 | 0.6595 | 0.6595 | 0.6595 | 0.6595 | 0.6595 | 0.6595 | 0.6595 | 0.6595 | 0.6595 | 0.6595 | 0.6595 | 0.6595 | 0.6595 | 0.6595 | 0.6595 | 0.6595 | 0.6595 | 0.6595 | 15.828 | 38 | 601.464 | 0.6595
NM | geothermal | Spring | 0.6595 | 0.6595 | 0.6595 | 0.6595 | 0.6595 | 0.6595 | 0.6595 | 0.6595 | 0.6595 | 0.6595 | 0.6595 | 0.6595 | 0.6595 | 0.6595 | 0.6595 | 0.6595 | 0.6595 | 0.6595 | 0.6595 | 0.6595 | 0.6595 | 0.6595 | 0.6595 | 0.6595 | 15.828 | 87 | 1377.036 | 0.6595
NM | geothermal | Summer | 0.6595 | 0.6595 | 0.6595 | 0.6595 | 0.6595 | 0.6595 | 0.6595 | 0.6595 | 0.6595 | 0.6595 | 0.6595 | 0.6595 | 0.6595 | 0.6595 | 0.6595 | 0.6595 | 0.6595 | 0.6595 | 0.6595 | 0.6595 | 0.6595 | 0.6595 | 0.6595 | 0.6595 | 15.828 | 127 | 2010.156 | 0.6595
NM | geothermal | Fall | 0.6595 | 0.6595 | 0.6595 | 0.6595 | 0.6595 | 0.6595 | 0.6595 | 0.6595 | 0.6595 | 0.6595 | 0.6595 | 0.6595 | 0.6595 | 0.6595 | 0.6595 | 0.6595 | 0.6595 | 0.6595 | 0.6595 | 0.6595 | 0.6595 | 0.6595 | 0.6595 | 0.6595 | 15.828 | 77 | 1218.756 | 0.6595
NM | geothermal | Summer Peak | 0.6595 | 0.6595 | 0.6595 | 0.6595 | 0.6595 | 0.6595 | 0.6595 | 0.6595 | 0.6595 | 0.6595 | 0.6595 | 0.6595 | 0.6595 | 0.6595 | 0.6595 | 0.6595 | 0.6595 | 0.6595 | 0.6595 | 0.6595 | 0.6595 | 0.6595 | 0.6595 | 0.6595 | 15.828 | 20 | 316.56 | 0.6595
NM | geothermal | Winter Peak | 0.6595 | 0.6595 | 0.6595 | 0.6595 | 0.6595 | 0.6595 | 0.6595 | 0.6595 | 0.6595 | 0.6595 | 0.6595 | 0.6595 | 0.6595 | 0.6595 | 0.6595 | 0.6595 | 0.6595 | 0.6595 | 0.6595 | 0.6595 | 0.6595 | 0.6595 | 0.6595 | 0.6595 | 15.828 | 16 | 253.248 | 0.6595
NM | hard coal ccs | Winter | 0.8 | 0.8 | 0.8 | 0.8 | 0.8 | 0.8 | 0.8 | 0.8 | 0.8 | 0.8 | 0.8 | 0.8 | 0.8 | 0.8 | 0.8 | 0.8 | 0.8 | 0.8 | 0.8 | 0.8 | 0.8 | 0.8 | 0.8 | 0.8 | 19.2 | 38 | 729.6 | 0.8
NM | hard coal ccs | Spring | 0.8 | 0.8 | 0.8 | 0.8 | 0.8 | 0.8 | 0.8 | 0.8 | 0.8 | 0.8 | 0.8 | 0.8 | 0.8 | 0.8 | 0.8 | 0.8 | 0.8 | 0.8 | 0.8 | 0.8 | 0.8 | 0.8 | 0.8 | 0.8 | 19.2 | 87 | 1670.4 | 0.8
NM | hard coal ccs | Summer | 0.8 | 0.8 | 0.8 | 0.8 | 0.8 | 0.8 | 0.8 | 0.8 | 0.8 | 0.8 | 0.8 | 0.8 | 0.8 | 0.8 | 0.8 | 0.8 | 0.8 | 0.8 | 0.8 | 0.8 | 0.8 | 0.8 | 0.8 | 0.8 | 19.2 | 127 | 2438.4 | 0.8
NM | hard coal ccs | Fall | 0.8 | 0.8 | 0.8 | 0.8 | 0.8 | 0.8 | 0.8 | 0.8 | 0.8 | 0.8 | 0.8 | 0.8 | 0.8 | 0.8 | 0.8 | 0.8 | 0.8 | 0.8 | 0.8 | 0.8 | 0.8 | 0.8 | 0.8 | 0.8 | 19.2 | 77 | 1478.4 | 0.8
NM | hard coal ccs | Summer Peak | 0.8 | 0.8 | 0.8 | 0.8 | 0.8 | 0.8 | 0.8 | 0.8 | 0.8 | 0.8 | 0.8 | 0.8 | 0.8 | 0.8 | 0.8 | 0.8 | 0.8 | 0.8 | 0.8 | 0.8 | 0.8 | 0.8 | 0.8 | 0.8 | 19.2 | 20 | 384 | 0.8
NM | hard coal ccs | Winter Peak | 0.8 | 0.8 | 0.8 | 0.8 | 0.8 | 0.8 | 0.8 | 0.8 | 0.8 | 0.8 | 0.8 | 0.8 | 0.8 | 0.8 | 0.8 | 0.8 | 0.8 | 0.8 | 0.8 | 0.8 | 0.8 | 0.8 | 0.8 | 0.8 | 19.2 | 16 | 307.2 | 0.8
NM | hard coal | Winter | 0.53845 | 0.53551 | 0.53551 | 0.53551 | 0.53981 | 0.53856 | 0.46121 | 0.40694 | 0.38029 | 0.37735 | 0.38574 | 0.39764 | 0.394 | 0.38843 | 0.39406 | 0.41619 | 0.45909 | 0.55018 | 0.58828 | 0.5854 | 0.57739 | 0.57412 | 0.55301 | 0.54262 | 11.6553 | 38 | 442.9008 | 0.58828
NM | hard coal | Spring | 0.64486 | 0.64486 | 0.6417 | 0.63982 | 0.6435 | 0.63963 | 0.62415 | 0.55328 | 0.45766 | 0.42762 | 0.43934 | 0.44134 | 0.44459 | 0.4357 | 0.41621 | 0.46524 | 0.5588 | 0.63393 | 0.66182 | 0.67868 | 0.67362 | 0.6749 | 0.65174 | 0.63078 | 13.7238 | 87 | 1193.9667 | 0.67868
NM | hard coal | Summer | 0.70733 | 0.69474 | 0.69274 | 0.69121 | 0.69714 | 0.69186 | 0.62889 | 0.5156 | 0.43185 | 0.41276 | 0.44684 | 0.47267 | 0.47822 | 0.47703 | 0.4664 | 0.53966 | 0.6259 | 0.71316 | 0.73998 | 0.74055 | 0.7383 | 0.7346 | 0.7197 | 0.7092 | 14.7663 | 127 | 1875.3252 | 0.74055
NM | hard coal | Fall | 0.72134 | 0.71478 | 0.71798 | 0.71684 | 0.73277 | 0.72428 | 0.65823 | 0.52816 | 0.48779 | 0.50327 | 0.53693 | 0.5688 | 0.57887 | 0.59653 | 0.58882 | 0.63175 | 0.68389 | 0.74989 | 0.77885 | 0.78821 | 0.78464 | 0.77678 | 0.75601 | 0.73696 | 16.0624 | 77 | 1236.8028 | 0.78821
NM | hard coal | Summer Peak | 0.83843 | 0.82467 | 0.82467 | 0.81908 | 0.81222 | 0.78898 | 0.62807 | 0.49329 | 0.50037 | 0.54614 | 0.57712 | 0.65081 | 0.65365 | 0.66457 | 0.66457 | 0.67833 | 0.72677 | 0.83026 | 0.84403 | 0.84403 | 0.84403 | 0.84403 | 0.84403 | 0.84403 | 17.5862 | 20 | 351.7234 | 0.84403
NM | hard coal | Winter Peak | 0.84403 | 0.84403 | 0.84403 | 0.84403 | 0.84403 | 0.84403 | 0.84403 | 0.83704 | 0.62168 | 0.53978 | 0.5991 | 0.60325 | 0.59924 | 0.59142 | 0.61043 | 0.69323 | 0.84403 | 0.84403 | 0.84403 | 0.84403 | 0.84403 | 0.84403 | 0.84403 | 0.84403 | 18.3556 | 16 | 293.6891 | 0.84403
NM | heavy or residual fuel oil | Winter | 0 | 0 | 0 | 0 | 0 | 0 | 0 | 0 | 0 | 0 | 0 | 0 | 0 | 0 | 0 | 0.0053948 | 0.048553 | 0.053948 | 0.061152 | 0.025181 | 0 | 0 | 0 | 0 | 0.19423 | 38 | 7.3807 | 0.061152
NM | heavy or residual fuel oil | Spring | 0 | 0 | 0 | 0 | 0 | 0 | 0 | 0 | 0 | 0 | 0 | 0 | 0 | 0 | 0 | 0 | 0.067435 | 0.14161 | 0.14836 | 0.13333 | 0.062953 | 0.0067435 | 0 | 0 | 0.56043 | 87 | 48.7576 | 0.14836
NM | heavy or residual fuel oil | Summer | 0.079354 | 0.079354 | 0.079354 | 0.079354 | 0.079354 | 0.079354 | 0.079354 | 0.079354 | 0.079354 | 0.079354 | 0.079354 | 0.079354 | 0.086568 | 0.10821 | 0.11542 | 0.15149 | 0.27413 | 0.28135 | 0.31746 | 0.36759 | 0.13711 | 0.11947 | 0.10117 | 0.07214 | 3.0844 | 127 | 391.7131 | 0.36759
NM | heavy or residual fuel oil | Fall | 0.057643 | 0.057643 | 0.057643 | 0.050853 | 0.050853 | 0.050853 | 0.050853 | 0.050853 | 0.050853 | 0.050853 | 0.050853 | 0.050853 | 0.050853 | 0.050853 | 0.050853 | 0.091535 | 0.13222 | 0.14239 | 0.2035 | 0.18654 | 0.11191 | 0.084775 | 0.057643 | 0.057643 | 1.8513 | 77 | 142.5509 | 0.2035
NM | heavy or residual fuel oil | Summer Peak | 0 | 0 | 0 | 0 | 0 | 0 | 0 | 0 | 0 | 0 | 0 | 0 | 0 | 0 | 0 | 0 | 0 | 0 | 0 | 0 | 0 | 0 | 0 | 0 | 0 | 20 | 0 | 0
NM | heavy or residual fuel oil | Winter Peak | 0 | 0 | 0 | 0 | 0 | 0 | 0 | 0 | 0 | 0 | 0 | 0 | 0 | 0 | 0 | 0 | 0 | 0 | 0 | 0 | 0 | 0 | 0 | 0 | 0 | 16 | 0 | 0
NM | hydro | Winter | 0.20943 | 0.20943 | 0.20943 | 0.20943 | 0.20943 | 0.20943 | 0.20286 | 0.17094 | 0.16483 | 0.16529 | 0.17186 | 0.17797 | 0.17797 | 0.17797 | 0.15965 | 0.17233 | 0.20943 | 0.20943 | 0.20943 | 0.20943 | 0.20943 | 0.20943 | 0.20943 | 0.20943 | 4.6737 | 38 | 177.6017 | 0.20943
NM | hydro | Spring | 0.19044 | 0.19044 | 0.19044 | 0.19044 | 0.19044 | 0.19044 | 0.19044 | 0.16356 | 0.147 | 0.14659 | 0.15213 | 0.1548 | 0.1548 | 0.15747 | 0.14295 | 0.15554 | 0.16718 | 0.19044 | 0.19044 | 0.19044 | 0.19044 | 0.19044 | 0.19118 | 0.19118 | 4.2096 | 87 | 366.2369 | 0.19118
NM | hydro | Summer | 0.19671 | 0.19671 | 0.19671 | 0.19671 | 0.19671 | 0.19671 | 0.19671 | 0.15457 | 0.15199 | 0.16627 | 0.17699 | 0.18261 | 0.18261 | 0.18626 | 0.18261 | 0.18809 | 0.19671 | 0.19671 | 0.19671 | 0.19671 | 0.19671 | 0.19671 | 0.19671 | 0.19671 | 4.5227 | 127 | 574.3843 | 0.19671
NM | hydro | Fall | 0.21141 | 0.21141 | 0.21141 | 0.21141 | 0.21141 | 0.21141 | 0.21141 | 0.17195 | 0.16895 | 0.18987 | 0.2084 | 0.21141 | 0.21141 | 0.21141 | 0.21141 | 0.21141 | 0.21141 | 0.21141 | 0.21141 | 0.21141 | 0.21141 | 0.21141 | 0.21033 | 0.21033 | 4.9652 | 77 | 382.322 | 0.21141
NM | hydro | Summer Peak | 0.24966 | 0.24966 | 0.24966 | 0.24966 | 0.24966 | 0.24966 | 0.24966 | 0.19973 | 0.18725 | 0.24966 | 0.24966 | 0.24966 | 0.24966 | 0.24966 | 0.24966 | 0.24966 | 0.24966 | 0.24966 | 0.24966 | 0.24966 | 0.24966 | 0.24966 | 0.24966 | 0.24966 | 5.8796 | 20 | 117.5913 | 0.24966
NM | hydro | Winter Peak | 0.16601 | 0.16601 | 0.16601 | 0.16601 | 0.16601 | 0.16601 | 0.16601 | 0.16601 | 0.16601 | 0.16601 | 0.16601 | 0.16601 | 0.16601 | 0.16601 | 0.16601 | 0.16601 | 0.16601 | 0.16601 | 0.16601 | 0.16601 | 0.16601 | 0.16601 | 0.16718 | 0.16718 | 3.9865 | 16 | 63.7839 | 0.16718
NM | hydrogen combined cycle | Winter | 0.59403 | 0.58087 | 0.57716 | 0.58393 | 0.59785 | 0.61012 | 0.61581 | 0.55719 | 0.39407 | 0.36192 | 0.36454 | 0.36403 | 0.35964 | 0.35981 | 0.35829 | 0.38357 | 0.52432 | 0.64519 | 0.65511 | 0.64797 | 0.64242 | 0.64021 | 0.61101 | 0.60338 | 12.6325 | 38 | 480.0333 | 0.65511
NM | hydrogen combined cycle | Spring | 0.19033 | 0.19135 | 0.18855 | 0.18624 | 0.19706 | 0.19389 | 0.1571 | 0.12968 | 0.12968 | 0.12968 | 0.12968 | 0.12968 | 0.1322 | 0.1322 | 0.13979 | 0.13966 | 0.17576 | 0.20177 | 0.29195 | 0.32893 | 0.31345 | 0.29192 | 0.23949 | 0.20766 | 4.5477 | 87 | 395.6507 | 0.32893
NM | hydrogen combined cycle | Summer | 0.69965 | 0.69077 | 0.69278 | 0.68814 | 0.68909 | 0.68606 | 0.58747 | 0.48746 | 0.49537 | 0.52457 | 0.54463 | 0.57075 | 0.57681 | 0.59175 | 0.58989 | 0.6074 | 0.60327 | 0.72909 | 0.86149 | 0.88513 | 0.85717 | 0.82029 | 0.75668 | 0.71451 | 15.9502 | 127 | 2025.6776 | 0.88513
NM | hydrogen combined cycle | Fall | 0.69345 | 0.68972 | 0.69165 | 0.69247 | 0.70299 | 0.71729 | 0.69048 | 0.4768 | 0.43782 | 0.44593 | 0.47458 | 0.50483 | 0.51218 | 0.5313 | 0.53512 | 0.53648 | 0.67943 | 0.78636 | 0.79116 | 0.76516 | 0.74851 | 0.71561 | 0.72164 | 0.70146 | 15.2424 | 77 | 1173.6663 | 0.79116
NM | hydrogen combined cycle | Summer Peak | 0.88336 | 0.82493 | 0.82493 | 0.82493 | 0.95298 | 0.94871 | 0.62944 | 0.53886 | 0.53886 | 0.53886 | 0.57718 | 0.65695 | 0.99576 | 0.76309 | 0.76309 | 0.82493 | 0.78661 | 1 | 1 | 1 | 0.88336 | 0.88336 | 0.88336 | 0.88336 | 19.4069 | 20 | 388.1383 | 1
NM | hydrogen combined cycle | Winter Peak | 0.44846 | 0.44846 | 0.44846 | 0.44846 | 0.44846 | 0.44846 | 0.44846 | 0.2285 | 0.22423 | 0.22423 | 0.22423 | 0.22423 | 0.22423 | 0.22423 | 0.22423 | 0.22423 | 0.44846 | 0.44846 | 0.44846 | 0.44846 | 0.44846 | 0.44846 | 0.44846 | 0.44846 | 8.7493 | 16 | 139.9886 | 0.44846
NM | hydrogen ct | Winter | 0.00030414 | 0.00030414 | 0.00030414 | 0.00030414 | 0.00030414 | 0.00030414 | 0.00030414 | 0.00030414 | 0.00030414 | 0.00030414 | 0.00030414 | 0.00030414 | 0.00030414 | 0.00030414 | 0.00030414 | 0.00030414 | 0.00030414 | 0.00030414 | 0.00030414 | 0.00030414 | 0.00030414 | 0.00030414 | 0.00030414 | 0.00030414 | 0.0072995 | 38 | 0.27738 | 0.00030414
NM | hydrogen ct | Spring | 0.00030414 | 0.00030414 | 0.00030414 | 0.00030414 | 0.00030414 | 0.00030414 | 0.00030414 | 0.00030414 | 0.00030414 | 0.00030414 | 0.00030414 | 0.00030414 | 0.00030414 | 0.00030414 | 0.00030414 | 0.00030414 | 0.029511 | 0.058719 | 0.16075 | 0.1801 | 0.11536 | 0.086156 | 0.00030414 | 0.00030414 | 0.63608 | 87 | 55.3387 | 0.1801
NM | hydrogen ct | Summer | 0.04032 | 0.04032 | 0.04032 | 0.04032 | 0.04032 | 0.04032 | 0.04032 | 0.04032 | 0.04032 | 0.04032 | 0.04032 | 0.04032 | 0.04032 | 0.04032 | 0.04032 | 0.14209 | 0.50042 | 0.75646 | 1 | 0.74684 | 0.2844 | 0.1524 | 0.053573 | 0.053573 | 4.2946 | 127 | 545.4095 | 1
NM | hydrogen ct | Fall | 0.25316 | 0.25316 | 0.25059 | 0.23131 | 0.23131 | 0.23131 | 0.23131 | 0.23131 | 0.23131 | 0.23131 | 0.23131 | 0.23131 | 0.23131 | 0.33031 | 0.36331 | 0.68388 | 1 | 1 | 1 | 1 | 1 | 0.53302 | 0.34817 | 0.099305 | 10.428 | 77 | 802.9551 | 1
NM | hydrogen ct | Summer Peak | 0.63556 | 0.63556 | 0.63556 | 0.63556 | 0.63556 | 0.63556 | 0.63556 | 0.63556 | 0.63556 | 0.63556 | 0.63556 | 0.63556 | 0.76261 | 0.76261 | 0.76261 | 1 | 1 | 1 | 1 | 1 | 1 | 1 | 1 | 1 | 18.9146 | 20 | 378.2917 | 1
NM | hydrogen ct | Winter Peak | 0.00030414 | 0.00030414 | 0.00030414 | 0.00030414 | 0.00030414 | 0.00030414 | 0.00030414 | 0.00030414 | 0.00030414 | 0.00030414 | 0.00030414 | 0.00030414 | 0.00030414 | 0.00030414 | 0.00030414 | 0.00030414 | 0.672 | 0.672 | 0.80194 | 0.42312 | 0.00030414 | 0.00030414 | 0.00030414 | 0.00030414 | 2.5751 | 16 | 41.2023 | 0.80194
NM | lignite ccs | Winter | 0.8 | 0.8 | 0.8 | 0.8 | 0.8 | 0.8 | 0.8 | 0.8 | 0.8 | 0.8 | 0.8 | 0.8 | 0.8 | 0.8 | 0.8 | 0.8 | 0.8 | 0.8 | 0.8 | 0.8 | 0.8 | 0.8 | 0.8 | 0.8 | 19.2 | 38 | 729.6 | 0.8
NM | lignite ccs | Spring | 0.8 | 0.8 | 0.8 | 0.8 | 0.8 | 0.8 | 0.8 | 0.8 | 0.8 | 0.8 | 0.8 | 0.8 | 0.8 | 0.8 | 0.8 | 0.8 | 0.8 | 0.8 | 0.8 | 0.8 | 0.8 | 0.8 | 0.8 | 0.8 | 19.2 | 87 | 1670.4 | 0.8
NM | lignite ccs | Summer | 0.8 | 0.8 | 0.8 | 0.8 | 0.8 | 0.8 | 0.8 | 0.8 | 0.8 | 0.8 | 0.8 | 0.8 | 0.8 | 0.8 | 0.8 | 0.8 | 0.8 | 0.8 | 0.8 | 0.8 | 0.8 | 0.8 | 0.8 | 0.8 | 19.2 | 127 | 2438.4 | 0.8
NM | lignite ccs | Fall | 0.8 | 0.8 | 0.8 | 0.8 | 0.8 | 0.8 | 0.8 | 0.8 | 0.8 | 0.8 | 0.8 | 0.8 | 0.8 | 0.8 | 0.8 | 0.8 | 0.8 | 0.8 | 0.8 | 0.8 | 0.8 | 0.8 | 0.8 | 0.8 | 19.2 | 77 | 1478.4 | 0.8
NM | lignite ccs | Summer Peak | 0.8 | 0.8 | 0.8 | 0.8 | 0.8 | 0.8 | 0.8 | 0.8 | 0.8 | 0.8 | 0.8 | 0.8 | 0.8 | 0.8 | 0.8 | 0.8 | 0.8 | 0.8 | 0.8 | 0.8 | 0.8 | 0.8 | 0.8 | 0.8 | 19.2 | 20 | 384 | 0.8
NM | lignite ccs | Winter Peak | 0.8 | 0.8 | 0.8 | 0.8 | 0.8 | 0.8 | 0.8 | 0.8 | 0.8 | 0.8 | 0.8 | 0.8 | 0.8 | 0.8 | 0.8 | 0.8 | 0.8 | 0.8 | 0.8 | 0.8 | 0.8 | 0.8 | 0.8 | 0.8 | 19.2 | 16 | 307.2 | 0.8
NM | lignite | Winter | 0.638 | 0.638 | 0.638 | 0.638 | 0.638 | 0.638 | 0.638 | 0.638 | 0.638 | 0.638 | 0.638 | 0.638 | 0.638 | 0.638 | 0.638 | 0.638 | 0.638 | 0.638 | 0.638 | 0.638 | 0.638 | 0.638 | 0.638 | 0.638 | 15.312 | 38 | 581.856 | 0.638
NM | lignite | Spring | 0.638 | 0.638 | 0.638 | 0.638 | 0.638 | 0.638 | 0.638 | 0.638 | 0.638 | 0.638 | 0.638 | 0.638 | 0.638 | 0.638 | 0.638 | 0.638 | 0.638 | 0.638 | 0.638 | 0.638 | 0.638 | 0.638 | 0.638 | 0.638 | 15.312 | 87 | 1332.144 | 0.638
NM | lignite | Summer | 0.638 | 0.638 | 0.638 | 0.638 | 0.638 | 0.638 | 0.638 | 0.638 | 0.638 | 0.638 | 0.638 | 0.638 | 0.638 | 0.638 | 0.638 | 0.638 | 0.638 | 0.638 | 0.638 | 0.638 | 0.638 | 0.638 | 0.638 | 0.638 | 15.312 | 127 | 1944.624 | 0.638
NM | lignite | Fall | 0.638 | 0.638 | 0.638 | 0.638 | 0.638 | 0.638 | 0.638 | 0.638 | 0.638 | 0.638 | 0.638 | 0.638 | 0.638 | 0.638 | 0.638 | 0.638 | 0.638 | 0.638 | 0.638 | 0.638 | 0.638 | 0.638 | 0.638 | 0.638 | 15.312 | 77 | 1179.024 | 0.638
NM | lignite | Summer Peak | 0.638 | 0.638 | 0.638 | 0.638 | 0.638 | 0.638 | 0.638 | 0.638 | 0.638 | 0.638 | 0.638 | 0.638 | 0.638 | 0.638 | 0.638 | 0.638 | 0.638 | 0.638 | 0.638 | 0.638 | 0.638 | 0.638 | 0.638 | 0.638 | 15.312 | 20 | 306.24 | 0.638
NM | lignite | Winter Peak | 0.638 | 0.638 | 0.638 | 0.638 | 0.638 | 0.638 | 0.638 | 0.638 | 0.638 | 0.638 | 0.638 | 0.638 | 0.638 | 0.638 | 0.638 | 0.638 | 0.638 | 0.638 | 0.638 | 0.638 | 0.638 | 0.638 | 0.638 | 0.638 | 15.312 | 16 | 244.992 | 0.638
NM | municipal solid waste | Winter | 0.74705 | 0.74705 | 0.74705 | 0.74705 | 0.74705 | 0.74705 | 0.74705 | 0.74705 | 0.74074 | 0.73759 | 0.73759 | 0.73759 | 0.73759 | 0.73759 | 0.73759 | 0.73759 | 0.7439 | 0.74705 | 0.74705 | 0.74705 | 0.74705 | 0.74705 | 0.74705 | 0.74705 | 17.8536 | 38 | 678.4359 | 0.74705
NM | municipal solid waste | Spring | 0.74705 | 0.74705 | 0.74705 | 0.74705 | 0.74705 | 0.74705 | 0.74311 | 0.67606 | 0.64451 | 0.62479 | 0.62479 | 0.62479 | 0.62479 | 0.62479 | 0.64845 | 0.66423 | 0.70761 | 0.74705 | 0.74705 | 0.74705 | 0.74705 | 0.74705 | 0.74705 | 0.74705 | 16.9196 | 87 | 1472.0068 | 0.74705
NM | municipal solid waste | Summer | 0.74705 | 0.74705 | 0.74705 | 0.74705 | 0.74705 | 0.74705 | 0.73862 | 0.73018 | 0.73018 | 0.73018 | 0.73018 | 0.73018 | 0.73018 | 0.7344 | 0.7344 | 0.73862 | 0.74705 | 0.74705 | 0.74705 | 0.74705 | 0.74705 | 0.74705 | 0.74705 | 0.74705 | 17.7858 | 127 | 2258.8026 | 0.74705
NM | municipal solid waste | Fall | 0.74705 | 0.74705 | 0.74705 | 0.74705 | 0.74705 | 0.74705 | 0.74705 | 0.74705 | 0.74111 | 0.74111 | 0.74111 | 0.74111 | 0.74111 | 0.74111 | 0.74111 | 0.74111 | 0.74705 | 0.74705 | 0.74705 | 0.74705 | 0.74705 | 0.74705 | 0.74705 | 0.74705 | 17.8817 | 77 | 1376.892 | 0.74705
NM | municipal solid waste | Summer Peak | 0.74705 | 0.74705 | 0.74705 | 0.74705 | 0.74705 | 0.74705 | 0.74705 | 0.74705 | 0.74705 | 0.74705 | 0.74705 | 0.74705 | 0.74705 | 0.74705 | 0.74705 | 0.74705 | 0.74705 | 0.74705 | 0.74705 | 0.74705 | 0.74705 | 0.74705 | 0.74705 | 0.74705 | 17.9293 | 20 | 358.586 | 0.74705
NM | municipal solid waste | Winter Peak | 0.74705 | 0.74705 | 0.74705 | 0.74705 | 0.74705 | 0.74705 | 0.74705 | 0.74705 | 0.74705 | 0.74705 | 0.74705 | 0.74705 | 0.74705 | 0.74705 | 0.74705 | 0.74705 | 0.74705 | 0.74705 | 0.74705 | 0.74705 | 0.74705 | 0.74705 | 0.74705 | 0.74705 | 17.9293 | 16 | 286.8688 | 0.74705
NM | natural gas peaker | Winter | 0.00030414 | 0.00030414 | 0.00030414 | 0.00030414 | 0.00030414 | 0.00030414 | 0.00030414 | 0.00030414 | 0.00030414 | 0.00030414 | 0.00030414 | 0.00030414 | 0.00030414 | 0.00030414 | 0.00030414 | 0.00030414 | 0.00030414 | 0.00030414 | 0.00030414 | 0.00030414 | 0.00030414 | 0.00030414 | 0.00030414 | 0.00030414 | 0.0072995 | 38 | 0.27738 | 0.00030414
NM | natural gas peaker | Spring | 0.00030414 | 0.00030414 | 0.00030414 | 0.00030414 | 0.00030414 | 0.00030414 | 0.00030414 | 0.00030414 | 0.00030414 | 0.00030414 | 0.00030414 | 0.00030414 | 0.00030414 | 0.00030414 | 0.00030414 | 0.00030414 | 0.029511 | 0.058719 | 0.16075 | 0.1801 | 0.11536 | 0.086156 | 0.00030414 | 0.00030414 | 0.63608 | 87 | 55.3387 | 0.1801
NM | natural gas peaker | Summer | 0.04032 | 0.04032 | 0.04032 | 0.04032 | 0.04032 | 0.04032 | 0.04032 | 0.04032 | 0.04032 | 0.04032 | 0.04032 | 0.04032 | 0.04032 | 0.04032 | 0.04032 | 0.14209 | 0.50042 | 0.75646 | 1 | 0.74684 | 0.2844 | 0.1524 | 0.053573 | 0.053573 | 4.2946 | 127 | 545.4095 | 1
NM | natural gas peaker | Fall | 0.25316 | 0.25316 | 0.25059 | 0.23131 | 0.23131 | 0.23131 | 0.23131 | 0.23131 | 0.23131 | 0.23131 | 0.23131 | 0.23131 | 0.23131 | 0.33031 | 0.36331 | 0.68388 | 1 | 1 | 1 | 1 | 1 | 0.53302 | 0.34817 | 0.099305 | 10.428 | 77 | 802.9551 | 1
NM | natural gas peaker | Summer Peak | 0.63556 | 0.63556 | 0.63556 | 0.63556 | 0.63556 | 0.63556 | 0.63556 | 0.63556 | 0.63556 | 0.63556 | 0.63556 | 0.63556 | 0.76261 | 0.76261 | 0.76261 | 1 | 1 | 1 | 1 | 1 | 1 | 1 | 1 | 1 | 18.9146 | 20 | 378.2917 | 1
NM | natural gas peaker | Winter Peak | 0.00030414 | 0.00030414 | 0.00030414 | 0.00030414 | 0.00030414 | 0.00030414 | 0.00030414 | 0.00030414 | 0.00030414 | 0.00030414 | 0.00030414 | 0.00030414 | 0.00030414 | 0.00030414 | 0.00030414 | 0.00030414 | 0.672 | 0.672 | 0.80194 | 0.42312 | 0.00030414 | 0.00030414 | 0.00030414 | 0.00030414 | 2.5751 | 16 | 41.2023 | 0.80194
NM | nuclear | Winter | 0.909 | 0.909 | 0.909 | 0.909 | 0.909 | 0.909 | 0.909 | 0.909 | 0.909 | 0.909 | 0.909 | 0.909 | 0.909 | 0.909 | 0.909 | 0.909 | 0.909 | 0.909 | 0.909 | 0.909 | 0.909 | 0.909 | 0.909 | 0.909 | 21.816 | 38 | 829.008 | 0.909
NM | nuclear | Spring | 0.909 | 0.909 | 0.909 | 0.909 | 0.909 | 0.909 | 0.909 | 0.909 | 0.909 | 0.909 | 0.909 | 0.909 | 0.909 | 0.909 | 0.909 | 0.909 | 0.909 | 0.909 | 0.909 | 0.909 | 0.909 | 0.909 | 0.909 | 0.909 | 21.816 | 87 | 1897.992 | 0.909
NM | nuclear | Summer | 0.909 | 0.909 | 0.909 | 0.909 | 0.909 | 0.909 | 0.909 | 0.909 | 0.909 | 0.909 | 0.909 | 0.909 | 0.909 | 0.909 | 0.909 | 0.909 | 0.909 | 0.909 | 0.909 | 0.909 | 0.909 | 0.909 | 0.909 | 0.909 | 21.816 | 127 | 2770.632 | 0.909
NM | nuclear | Fall | 0.909 | 0.909 | 0.909 | 0.909 | 0.909 | 0.909 | 0.909 | 0.909 | 0.909 | 0.909 | 0.909 | 0.909 | 0.909 | 0.909 | 0.909 | 0.909 | 0.909 | 0.909 | 0.909 | 0.909 | 0.909 | 0.909 | 0.909 | 0.909 | 21.816 | 77 | 1679.832 | 0.909
NM | nuclear | Summer Peak | 0.909 | 0.909 | 0.909 | 0.909 | 0.909 | 0.909 | 0.909 | 0.909 | 0.909 | 0.909 | 0.909 | 0.909 | 0.909 | 0.909 | 0.909 | 0.909 | 0.909 | 0.909 | 0.909 | 0.909 | 0.909 | 0.909 | 0.909 | 0.909 | 21.816 | 20 | 436.32 | 0.909
NM | nuclear | Winter Peak | 0.909 | 0.909 | 0.909 | 0.909 | 0.909 | 0.909 | 0.909 | 0.909 | 0.909 | 0.909 | 0.909 | 0.909 | 0.909 | 0.909 | 0.909 | 0.909 | 0.909 | 0.909 | 0.909 | 0.909 | 0.909 | 0.909 | 0.909 | 0.909 | 21.816 | 16 | 349.056 | 0.909
NM | offshore wind | Winter | 0.47284 | 0.46894 | 0.46749 | 0.46634 | 0.46712 | 0.47048 | 0.47913 | 0.48555 | 0.48783 | 0.47288 | 0.45271 | 0.43516 | 0.4241 | 0.42319 | 0.42563 | 0.43412 | 0.45437 | 0.47785 | 0.4882 | 0.49578 | 0.49528 | 0.49383 | 0.48986 | 0.4781 | 11.2067 | 38 | 425.8565 | 0.49578
NM | offshore wind | Spring | 0.44472 | 0.43504 | 0.43018 | 0.42314 | 0.4119 | 0.39669 | 0.38665 | 0.37127 | 0.3456 | 0.32681 | 0.31325 | 0.30347 | 0.30782 | 0.31905 | 0.3249 | 0.33608 | 0.35787 | 0.38535 | 0.40885 | 0.43556 | 0.4543 | 0.45487 | 0.45932 | 0.45564 | 9.2883 | 87 | 808.0823 | 0.45932
NM | offshore wind | Summer | 0.30321 | 0.30559 | 0.31008 | 0.30471 | 0.29441 | 0.283 | 0.26495 | 0.24319 | 0.22237 | 0.20316 | 0.19662 | 0.1969 | 0.18843 | 0.18616 | 0.19147 | 0.20471 | 0.22597 | 0.23937 | 0.25266 | 0.27796 | 0.2758 | 0.27553 | 0.28084 | 0.28904 | 6.0161 | 127 | 764.0463 | 0.31008
NM | offshore wind | Fall | 0.39945 | 0.40031 | 0.39867 | 0.39313 | 0.39477 | 0.39571 | 0.40203 | 0.40656 | 0.40312 | 0.39165 | 0.37299 | 0.36042 | 0.35176 | 0.34653 | 0.3498 | 0.3612 | 0.374 | 0.39329 | 0.40898 | 0.43052 | 0.45652 | 0.45589 | 0.44863 | 0.43021 | 9.5262 | 77 | 733.5137 | 0.45652
NM | offshore wind | Summer Peak | 0.081746 | 0.085714 | 0.094444 | 0.094444 | 0.11349 | 0.11032 | 0.10397 | 0.093651 | 0.090476 | 0.072222 | 0.056349 | 0.047619 | 0.050794 | 0.05 | 0.05873 | 0.061905 | 0.072222 | 0.081746 | 0.088095 | 0.083333 | 0.075397 | 0.069841 | 0.074603 | 0.084921 | 1.896 | 20 | 37.9206 | 0.11349
NM | offshore wind | Winter Peak | 0.28381 | 0.28381 | 0.2781 | 0.27143 | 0.26571 | 0.26 | 0.24762 | 0.23429 | 0.21238 | 0.18381 | 0.16 | 0.14 | 0.12571 | 0.11619 | 0.12381 | 0.13238 | 0.14571 | 0.15143 | 0.14381 | 0.1381 | 0.13333 | 0.12381 | 0.11143 | 0.097143 | 4.3638 | 16 | 69.821 | 0.28381
NM | onshore wind | Winter | 0.59375 | 0.5878 | 0.57812 | 0.56515 | 0.55253 | 0.51681 | 0.45637 | 0.38174 | 0.35375 | 0.34086 | 0.3537 | 0.38353 | 0.40796 | 0.43634 | 0.461 | 0.47694 | 0.38976 | 0.44389 | 0.56125 | 0.57281 | 0.58907 | 0.58362 | 0.58261 | 0.56756 | 11.7369 | 38 | 446.0036 | 0.59375
NM | onshore wind | Spring | 0.6759 | 0.6724 | 0.67122 | 0.66781 | 0.66284 | 0.65132 | 0.61772 | 0.56846 | 0.53276 | 0.52269 | 0.53658 | 0.54785 | 0.56203 | 0.56775 | 0.57282 | 0.58811 | 0.61077 | 0.65097 | 0.6818 | 0.69549 | 0.69756 | 0.69152 | 0.67709 | 0.66818 | 14.9916 | 87 | 1304.272 | 0.69756
NM | onshore wind | Summer | 0.47897 | 0.46502 | 0.45228 | 0.44567 | 0.43734 | 0.41151 | 0.35465 | 0.30098 | 0.25495 | 0.23714 | 0.23387 | 0.23625 | 0.24874 | 0.26257 | 0.2754 | 0.28671 | 0.30166 | 0.36557 | 0.43064 | 0.4741 | 0.49351 | 0.49964 | 0.50442 | 0.50626 | 8.9579 | 127 | 1137.6474 | 0.50626
NM | onshore wind | Fall | 0.30933 | 0.28638 | 0.26787 | 0.25141 | 0.23664 | 0.20747 | 0.14466 | 0.1052 | 0.084905 | 0.073174 | 0.071446 | 0.081132 | 0.10339 | 0.12923 | 0.15459 | 0.18031 | 0.16698 | 0.20048 | 0.24598 | 0.3 | 0.338 | 0.36021 | 0.37389 | 0.37791 | 5.0506 | 77 | 388.896 | 0.37791
NM | onshore wind | Summer Peak | 0.40512 | 0.35633 | 0.34686 | 0.33499 | 0.31389 | 0.27172 | 0.17581 | 0.15907 | 0.14532 | 0.11731 | 0.094567 | 0.095074 | 0.10768 | 0.13868 | 0.17514 | 0.21227 | 0.19417 | 0.29705 | 0.32119 | 0.33188 | 0.36497 | 0.35001 | 0.34433 | 0.3439 | 5.9973 | 20 | 119.9468 | 0.40512
NM | onshore wind | Winter Peak | 0.56447 | 0.5541 | 0.53804 | 0.52367 | 0.49624 | 0.47121 | 0.43586 | 0.3591 | 0.26232 | 0.20345 | 0.17078 | 0.15052 | 0.1364 | 0.12659 | 0.12499 | 0.13036 | 0.16122 | 0.22001 | 0.27674 | 0.30388 | 0.3288 | 0.34633 | 0.36883 | 0.379 | 7.6329 | 16 | 122.1263 | 0.56447
NM | petroleum | Winter | 0.00030414 | 0.00030414 | 0.00030414 | 0.00030414 | 0.00030414 | 0.00030414 | 0.00030414 | 0.00030414 | 0.00030414 | 0.00030414 | 0.00030414 | 0.00030414 | 0.00030414 | 0.00030414 | 0.00030414 | 0.00030414 | 0.00030414 | 0.00030414 | 0.00030414 | 0.00030414 | 0.00030414 | 0.00030414 | 0.00030414 | 0.00030414 | 0.0072995 | 38 | 0.27738 | 0.00030414
NM | petroleum | Spring | 0.00030414 | 0.00030414 | 0.00030414 | 0.00030414 | 0.00030414 | 0.00030414 | 0.00030414 | 0.00030414 | 0.00030414 | 0.00030414 | 0.00030414 | 0.00030414 | 0.00030414 | 0.00030414 | 0.00030414 | 0.00030414 | 0.029511 | 0.058719 | 0.16075 | 0.1801 | 0.11536 | 0.086156 | 0.00030414 | 0.00030414 | 0.63608 | 87 | 55.3387 | 0.1801
NM | petroleum | Summer | 0.04032 | 0.04032 | 0.04032 | 0.04032 | 0.04032 | 0.04032 | 0.04032 | 0.04032 | 0.04032 | 0.04032 | 0.04032 | 0.04032 | 0.04032 | 0.04032 | 0.04032 | 0.14209 | 0.50042 | 0.75646 | 1 | 0.74684 | 0.2844 | 0.1524 | 0.053573 | 0.053573 | 4.2946 | 127 | 545.4095 | 1
NM | petroleum | Fall | 0.25316 | 0.25316 | 0.25059 | 0.23131 | 0.23131 | 0.23131 | 0.23131 | 0.23131 | 0.23131 | 0.23131 | 0.23131 | 0.23131 | 0.23131 | 0.33031 | 0.36331 | 0.68388 | 1 | 1 | 1 | 1 | 1 | 0.53302 | 0.34817 | 0.099305 | 10.428 | 77 | 802.9551 | 1
NM | petroleum | Summer Peak | 0.63556 | 0.63556 | 0.63556 | 0.63556 | 0.63556 | 0.63556 | 0.63556 | 0.63556 | 0.63556 | 0.63556 | 0.63556 | 0.63556 | 0.76261 | 0.76261 | 0.76261 | 1 | 1 | 1 | 1 | 1 | 1 | 1 | 1 | 1 | 18.9146 | 20 | 378.2917 | 1
NM | petroleum | Winter Peak | 0.00030414 | 0.00030414 | 0.00030414 | 0.00030414 | 0.00030414 | 0.00030414 | 0.00030414 | 0.00030414 | 0.00030414 | 0.00030414 | 0.00030414 | 0.00030414 | 0.00030414 | 0.00030414 | 0.00030414 | 0.00030414 | 0.672 | 0.672 | 0.80194 | 0.42312 | 0.00030414 | 0.00030414 | 0.00030414 | 0.00030414 | 2.5751 | 16 | 41.2023 | 0.80194
NM | pumped hydro | Winter | 0.050786 | 0.031782 | 0.011015 | 0.0036035 | 0.0015851 | 0.005556 | 0.040084 | 0.033931 | 0.015151 | 0.0089085 | 0.0017651 | 0.0025064 | 0.0017282 | 0.0011129 | 0.0006206 | 0.00067935 | 0.0057153 | 0.12696 | 0.27549 | 0.26941 | 0.19322 | 0.12361 | 0.087958 | 0.059443 | 1.3526 | 38 | 51.3996 | 0.27549
NM | pumped hydro | Spring | 0.13406 | 0.089046 | 0.043601 | 0.027674 | 0.022308 | 0.021574 | 0.03002 | 0.021769 | 0.01624 | 0.0019417 | 0.0019339 | 0.0016268 | 0.0017358 | 0.0033852 | 0.0067275 | 0.010701 | 0.041979 | 0.14699 | 0.34078 | 0.37694 | 0.3594 | 0.20445 | 0.15713 | 0.1425 | 2.2045 | 87 | 191.7923 | 0.37694
NM | pumped hydro | Summer | 0.088023 | 0.039339 | 0.016514 | 0.0093124 | 0.0054294 | 0.0038308 | 0.0031176 | 0.0012654 | 0.00015248 | 2.3472e-05 | 0.00083549 | 0.022595 | 0.10315 | 0.18902 | 0.2678 | 0.35551 | 0.45477 | 0.53128 | 0.58425 | 0.58312 | 0.54844 | 0.32976 | 0.16117 | 0.12689 | 4.4256 | 127 | 562.0514 | 0.58425
NM | pumped hydro | Fall | 0.087977 | 0.062359 | 0.024155 | 0.0062008 | 0.0025893 | 0.0017164 | 0.0023704 | 0.0063496 | 0.0078345 | 0.00033795 | 0.00071655 | 0.00089718 | 0.0046131 | 0.012083 | 0.021131 | 0.03584 | 0.098139 | 0.31041 | 0.39754 | 0.41951 | 0.24537 | 0.15513 | 0.1382 | 0.11573 | 2.1572 | 77 | 166.1046 | 0.41951
NM | pumped hydro | Summer Peak | 0.13154 | 0.040447 | 0 | 0 | 0 | 0 | 0 | 0 | 0 | 0.00043189 | 0.0018473 | 0.083516 | 0.34412 | 0.45311 | 0.54917 | 0.60615 | 0.63472 | 0.64234 | 0.639 | 0.63262 | 0.72697 | 0.67088 | 0.19429 | 0.14993 | 6.5011 | 20 | 130.0215 | 0.72697
NM | pumped hydro | Winter Peak | 0.0047638 | 0.0026573 | 0.0018473 | 0.0018473 | 0 | 0.094888 | 0.19155 | 0.14615 | 0.0043146 | 0.012964 | 0.003345 | 0.0052486 | 0.0036945 | 0 | 0 | 0 | 0.0048896 | 0.20752 | 0.3746 | 0.38504 | 0.33367 | 0.19894 | 0.069298 | 0.020111 | 2.0674 | 16 | 33.0777 | 0.38504
NM | smr | Winter | 0.9 | 0.9 | 0.9 | 0.9 | 0.9 | 0.9 | 0.9 | 0.9 | 0.9 | 0.9 | 0.9 | 0.9 | 0.9 | 0.9 | 0.9 | 0.9 | 0.9 | 0.9 | 0.9 | 0.9 | 0.9 | 0.9 | 0.9 | 0.9 | 21.6 | 38 | 820.8 | 0.9
NM | smr | Spring | 0.9 | 0.9 | 0.9 | 0.9 | 0.9 | 0.9 | 0.9 | 0.9 | 0.9 | 0.9 | 0.9 | 0.9 | 0.9 | 0.9 | 0.9 | 0.9 | 0.9 | 0.9 | 0.9 | 0.9 | 0.9 | 0.9 | 0.9 | 0.9 | 21.6 | 87 | 1879.2 | 0.9
NM | smr | Summer | 0.9 | 0.9 | 0.9 | 0.9 | 0.9 | 0.9 | 0.9 | 0.9 | 0.9 | 0.9 | 0.9 | 0.9 | 0.9 | 0.9 | 0.9 | 0.9 | 0.9 | 0.9 | 0.9 | 0.9 | 0.9 | 0.9 | 0.9 | 0.9 | 21.6 | 127 | 2743.2 | 0.9
NM | smr | Fall | 0.9 | 0.9 | 0.9 | 0.9 | 0.9 | 0.9 | 0.9 | 0.9 | 0.9 | 0.9 | 0.9 | 0.9 | 0.9 | 0.9 | 0.9 | 0.9 | 0.9 | 0.9 | 0.9 | 0.9 | 0.9 | 0.9 | 0.9 | 0.9 | 21.6 | 77 | 1663.2 | 0.9
NM | smr | Summer Peak | 0.9 | 0.9 | 0.9 | 0.9 | 0.9 | 0.9 | 0.9 | 0.9 | 0.9 | 0.9 | 0.9 | 0.9 | 0.9 | 0.9 | 0.9 | 0.9 | 0.9 | 0.9 | 0.9 | 0.9 | 0.9 | 0.9 | 0.9 | 0.9 | 21.6 | 20 | 432 | 0.9
NM | smr | Winter Peak | 0.9 | 0.9 | 0.9 | 0.9 | 0.9 | 0.9 | 0.9 | 0.9 | 0.9 | 0.9 | 0.9 | 0.9 | 0.9 | 0.9 | 0.9 | 0.9 | 0.9 | 0.9 | 0.9 | 0.9 | 0.9 | 0.9 | 0.9 | 0.9 | 21.6 | 16 | 345.6 | 0.9
NM | solar pv dist | Winter | 0 | 0 | 0 | 0 | 0.00061846 | 0.0065946 | 0.27118 | 0.47045 | 0.53017 | 0.54409 | 0.53145 | 0.52101 | 0.51124 | 0.57816 | 0.55342 | 0.43565 | 0.20289 | 0.08197 | 0.00026406 | 0 | 0 | 0 | 0 | 0 | 5.2392 | 38 | 199.089 | 0.57816
NM | solar pv dist | Spring | 0 | 0 | 0 | 0 | 0.00033084 | 0.003627 | 0.1958 | 0.38433 | 0.47286 | 0.48632 | 0.4757 | 0.4689 | 0.46984 | 0.54677 | 0.50044 | 0.37274 | 0.15421 | 0.055802 | 0.00011837 | 0 | 0 | 0 | 0 | 0 | 4.5878 | 87 | 399.1392 | 0.54677
NM | solar pv dist | Summer | 0 | 0 | 0 | 0 | 0.0004408 | 0.0055848 | 0.25764 | 0.43243 | 0.50045 | 0.51195 | 0.51062 | 0.51037 | 0.50567 | 0.57349 | 0.53666 | 0.40931 | 0.18787 | 0.072097 | 0.00054684 | 0 | 0 | 0 | 0 | 0 | 5.0151 | 127 | 636.921 | 0.57349
NM | solar pv dist | Fall | 0 | 0 | 0 | 0 | 0.00055899 | 0.0081379 | 0.3269 | 0.44634 | 0.48521 | 0.50916 | 0.50682 | 0.50764 | 0.49336 | 0.52746 | 0.50267 | 0.4177 | 0.2256 | 0.10991 | 0.00040809 | 0 | 0 | 0 | 0 | 0 | 5.0679 | 77 | 390.2276 | 0.52746
NM | solar pv dist | Summer Peak | 0 | 0 | 0 | 0 | 0.0012411 | 0.015606 | 0.37721 | 0.4737 | 0.53476 | 0.54962 | 0.52149 | 0.51917 | 0.5167 | 0.53284 | 0.52472 | 0.44556 | 0.27093 | 0.16297 | 0.0020729 | 0 | 0 | 0 | 0 | 0 | 5.4486 | 20 | 108.9717 | 0.54962
NM | solar pv dist | Winter Peak | 0 | 0 | 0 | 0 | 0 | 0 | 0.077733 | 0.33965 | 0.48675 | 0.50254 | 0.49205 | 0.46968 | 0.47779 | 0.57333 | 0.55778 | 0.33188 | 0.041078 | 0 | 0 | 0 | 0 | 0 | 0 | 0 | 4.3502 | 16 | 69.6039 | 0.57333
NM | solar pv | Winter | 0 | 0 | 0 | 0 | 0.00056269 | 0.072955 | 0.27441 | 0.50619 | 0.602 | 0.62542 | 0.61373 | 0.59146 | 0.59862 | 0.60031 | 0.58019 | 0.47401 | 0.2172 | 0.062872 | 7.052e-05 | 0 | 0 | 0 | 0 | 0 | 5.82 | 38 | 221.16 | 0.62542
NM | solar pv | Spring | 0 | 0 | 0 | 0 | 0.00033818 | 0.043177 | 0.18565 | 0.40054 | 0.51478 | 0.53979 | 0.51739 | 0.50203 | 0.49408 | 0.50282 | 0.48494 | 0.39014 | 0.18371 | 0.045067 | 4.3636e-05 | 0 | 0 | 0 | 0 | 0 | 4.8045 | 87 | 417.9902 | 0.53979
NM | solar pv | Summer | 0 | 0 | 0 | 0 | 0.00046509 | 0.06262 | 0.25732 | 0.46797 | 0.56415 | 0.58188 | 0.5736 | 0.57676 | 0.5738 | 0.57438 | 0.55434 | 0.45168 | 0.21421 | 0.064129 | 0.00016441 | 0 | 0 | 0 | 0 | 0 | 5.5175 | 127 | 700.7186 | 0.58188
NM | solar pv | Fall | 0 | 0 | 0 | 0 | 0.00057351 | 0.096187 | 0.34537 | 0.50759 | 0.56553 | 0.58287 | 0.5863 | 0.5834 | 0.57948 | 0.56615 | 0.54341 | 0.46868 | 0.21626 | 0.097782 | 0.00015153 | 0 | 0 | 0 | 0 | 0 | 5.7397 | 77 | 441.9583 | 0.5863
NM | solar pv | Summer Peak | 0 | 0 | 0 | 0 | 0.0010021 | 0.14664 | 0.40261 | 0.52488 | 0.58672 | 0.61446 | 0.62014 | 0.62003 | 0.60681 | 0.61304 | 0.59454 | 0.52626 | 0.25837 | 0.17688 | 0.00084301 | 0 | 0 | 0 | 0 | 0 | 6.2932 | 20 | 125.8645 | 0.62014
NM | solar pv | Winter Peak | 0 | 0 | 0 | 0 | 0 | 3.4893e-06 | 0.032747 | 0.28111 | 0.47132 | 0.49038 | 0.49379 | 0.48423 | 0.49394 | 0.50644 | 0.50015 | 0.3298 | 0.037115 | 0 | 0 | 0 | 0 | 0 | 0 | 0 | 4.121 | 16 | 65.9364 | 0.50644
NM | solar thermal | Winter | 0 | 0 | 0 | 0 | 0 | 0 | 0 | 0 | 0 | 0.08597 | 0.37963 | 0.49887 | 0.49723 | 0.48344 | 0.47116 | 0.48279 | 0.49202 | 0.44649 | 0.21282 | 0.015243 | 0 | 0 | 0 | 0 | 4.0657 | 38 | 154.4953 | 0.49887
NM | solar thermal | Spring | 0 | 0 | 0 | 0 | 0 | 0 | 0 | 0.0076376 | 0.18687 | 0.48014 | 0.63047 | 0.67382 | 0.67706 | 0.67418 | 0.66674 | 0.6665 | 0.66683 | 0.64842 | 0.56803 | 0.30656 | 0.039289 | 0 | 0 | 0 | 6.8926 | 87 | 599.653 | 0.67706
NM | solar thermal | Summer | 0 | 0 | 0 | 0 | 0 | 0 | 0 | 0.024165 | 0.27576 | 0.51489 | 0.59949 | 0.63012 | 0.63917 | 0.63842 | 0.63267 | 0.62353 | 0.61338 | 0.59439 | 0.54207 | 0.40006 | 0.11962 | 2.6056e-06 | 0 | 0 | 6.8477 | 127 | 869.6609 | 0.63917
NM | solar thermal | Fall | 0 | 0 | 0 | 0 | 0 | 0 | 0 | 0 | 0.054994 | 0.36422 | 0.55217 | 0.58569 | 0.57826 | 0.56812 | 0.56341 | 0.56827 | 0.56955 | 0.52878 | 0.35579 | 0.077412 | 3.2207e-05 | 0 | 0 | 0 | 5.3667 | 77 | 413.2355 | 0.58569
NM | solar thermal | Summer Peak | 0 | 0 | 0 | 0 | 0 | 0 | 0 | 0.027732 | 0.38084 | 0.62249 | 0.69231 | 0.71807 | 0.7248 | 0.72465 | 0.72329 | 0.72571 | 0.72389 | 0.71218 | 0.67311 | 0.55977 | 0.22117 | 0 | 0 | 0 | 8.23 | 20 | 164.6003 | 0.72571
NM | solar thermal | Winter Peak | 0 | 0 | 0 | 0 | 0 | 0 | 0 | 0 | 0 | 0.0026447 | 0.27588 | 0.35613 | 0.39021 | 0.41121 | 0.42512 | 0.48557 | 0.52766 | 0.49305 | 0.19344 | 0 | 0 | 0 | 0 | 0 | 3.5609 | 16 | 56.9745 | 0.52766
NM | natural gas steam turbine | Winter | 0.4338 | 0.4338 | 0.4338 | 0.4338 | 0.4338 | 0.4338 | 0.4338 | 0.4338 | 0.4338 | 0.4338 | 0.4338 | 0.4338 | 0.4338 | 0.4338 | 0.4338 | 0.4338 | 0.4338 | 0.4338 | 0.4338 | 0.4338 | 0.4338 | 0.4338 | 0.4338 | 0.4338 | 10.4112 | 38 | 395.6256 | 0.4338
NM | natural gas steam turbine | Spring | 0.4338 | 0.4338 | 0.4338 | 0.4338 | 0.4338 | 0.4338 | 0.4338 | 0.4338 | 0.4338 | 0.4338 | 0.4338 | 0.4338 | 0.4338 | 0.4338 | 0.4338 | 0.4338 | 0.4338 | 0.4338 | 0.4338 | 0.4338 | 0.4338 | 0.4338 | 0.4338 | 0.4338 | 10.4112 | 87 | 905.7744 | 0.4338
NM | natural gas steam turbine | Summer | 0.4338 | 0.4338 | 0.4338 | 0.4338 | 0.4338 | 0.4338 | 0.4338 | 0.4338 | 0.4338 | 0.4338 | 0.4338 | 0.4338 | 0.4338 | 0.4338 | 0.4338 | 0.4338 | 0.4338 | 0.4338 | 0.4338 | 0.4338 | 0.4338 | 0.4338 | 0.4338 | 0.4338 | 10.4112 | 127 | 1322.2224 | 0.4338
NM | natural gas steam turbine | Fall | 0.4338 | 0.4338 | 0.4338 | 0.4338 | 0.4338 | 0.4338 | 0.4338 | 0.4338 | 0.4338 | 0.4338 | 0.4338 | 0.4338 | 0.4338 | 0.4338 | 0.4338 | 0.4338 | 0.4338 | 0.4338 | 0.4338 | 0.4338 | 0.4338 | 0.4338 | 0.4338 | 0.4338 | 10.4112 | 77 | 801.6624 | 0.4338
NM | natural gas steam turbine | Summer Peak | 0.4338 | 0.4338 | 0.4338 | 0.4338 | 0.4338 | 0.4338 | 0.4338 | 0.4338 | 0.4338 | 0.4338 | 0.4338 | 0.4338 | 0.4338 | 0.4338 | 0.4338 | 0.4338 | 0.4338 | 0.4338 | 0.4338 | 0.4338 | 0.4338 | 0.4338 | 0.4338 | 0.4338 | 10.4112 | 20 | 208.224 | 0.4338
NM | natural gas steam turbine | Winter Peak | 0.4338 | 0.4338 | 0.4338 | 0.4338 | 0.4338 | 0.4338 | 0.4338 | 0.4338 | 0.4338 | 0.4338 | 0.4338 | 0.4338 | 0.4338 | 0.4338 | 0.4338 | 0.4338 | 0.4338 | 0.4338 | 0.4338 | 0.4338 | 0.4338 | 0.4338 | 0.4338 | 0.4338 | 10.4112 | 16 | 166.5792 | 0.4338
NV | biomass ccs | Winter | 0.8 | 0.8 | 0.8 | 0.8 | 0.8 | 0.8 | 0.8 | 0.8 | 0.8 | 0.8 | 0.8 | 0.8 | 0.8 | 0.8 | 0.8 | 0.8 | 0.8 | 0.8 | 0.8 | 0.8 | 0.8 | 0.8 | 0.8 | 0.8 | 19.2 | 106 | 2035.2 | 0.8
NV | biomass ccs | Spring | 0.8 | 0.8 | 0.8 | 0.8 | 0.8 | 0.8 | 0.8 | 0.8 | 0.8 | 0.8 | 0.8 | 0.8 | 0.8 | 0.8 | 0.8 | 0.8 | 0.8 | 0.8 | 0.8 | 0.8 | 0.8 | 0.8 | 0.8 | 0.8 | 19.2 | 108 | 2073.6 | 0.8
NV | biomass ccs | Summer | 0.8 | 0.8 | 0.8 | 0.8 | 0.8 | 0.8 | 0.8 | 0.8 | 0.8 | 0.8 | 0.8 | 0.8 | 0.8 | 0.8 | 0.8 | 0.8 | 0.8 | 0.8 | 0.8 | 0.8 | 0.8 | 0.8 | 0.8 | 0.8 | 19.2 | 39 | 748.8 | 0.8
NV | biomass ccs | Fall | 0.8 | 0.8 | 0.8 | 0.8 | 0.8 | 0.8 | 0.8 | 0.8 | 0.8 | 0.8 | 0.8 | 0.8 | 0.8 | 0.8 | 0.8 | 0.8 | 0.8 | 0.8 | 0.8 | 0.8 | 0.8 | 0.8 | 0.8 | 0.8 | 19.2 | 85 | 1632 | 0.8
NV | biomass ccs | Summer Peak | 0.8 | 0.8 | 0.8 | 0.8 | 0.8 | 0.8 | 0.8 | 0.8 | 0.8 | 0.8 | 0.8 | 0.8 | 0.8 | 0.8 | 0.8 | 0.8 | 0.8 | 0.8 | 0.8 | 0.8 | 0.8 | 0.8 | 0.8 | 0.8 | 19.2 | 18 | 345.6 | 0.8
NV | biomass ccs | Winter Peak | 0.8 | 0.8 | 0.8 | 0.8 | 0.8 | 0.8 | 0.8 | 0.8 | 0.8 | 0.8 | 0.8 | 0.8 | 0.8 | 0.8 | 0.8 | 0.8 | 0.8 | 0.8 | 0.8 | 0.8 | 0.8 | 0.8 | 0.8 | 0.8 | 19.2 | 9 | 172.8 | 0.8
NV | biomass | Winter | 0.52607 | 0.52607 | 0.52607 | 0.52607 | 0.52607 | 0.52607 | 0.44667 | 0.41358 | 0.40862 | 0.40862 | 0.40862 | 0.40862 | 0.40862 | 0.43343 | 0.45328 | 0.48141 | 0.52607 | 0.52607 | 0.52607 | 0.52607 | 0.52607 | 0.52607 | 0.52607 | 0.52607 | 11.6365 | 106 | 1233.4689 | 0.52607
NV | biomass | Spring | 0.52607 | 0.52607 | 0.52607 | 0.52607 | 0.52607 | 0.52607 | 0.52607 | 0.51146 | 0.50659 | 0.50659 | 0.50659 | 0.50659 | 0.50659 | 0.50659 | 0.50659 | 0.5212 | 0.52607 | 0.52607 | 0.52607 | 0.52607 | 0.52607 | 0.52607 | 0.52607 | 0.52607 | 12.4699 | 108 | 1346.7502 | 0.52607
NV | biomass | Summer | 0.52607 | 0.52607 | 0.52607 | 0.52607 | 0.52607 | 0.52607 | 0.52607 | 0.52607 | 0.52607 | 0.52607 | 0.52607 | 0.52607 | 0.52607 | 0.52607 | 0.52607 | 0.52607 | 0.52607 | 0.52607 | 0.52607 | 0.52607 | 0.52607 | 0.52607 | 0.52607 | 0.52607 | 12.6258 | 39 | 492.4056 | 0.52607
NV | biomass | Fall | 0.52607 | 0.52607 | 0.52607 | 0.52607 | 0.52607 | 0.5137 | 0.50751 | 0.50132 | 0.50132 | 0.50132 | 0.50132 | 0.50132 | 0.50751 | 0.50751 | 0.5137 | 0.52607 | 0.52607 | 0.52607 | 0.52607 | 0.52607 | 0.52607 | 0.52607 | 0.52607 | 0.52607 | 12.4215 | 85 | 1055.8311 | 0.52607
NV | biomass | Summer Peak | 0.52607 | 0.52607 | 0.52607 | 0.52607 | 0.52607 | 0.52607 | 0.52607 | 0.52607 | 0.52607 | 0.52607 | 0.52607 | 0.52607 | 0.52607 | 0.52607 | 0.52607 | 0.52607 | 0.52607 | 0.52607 | 0.52607 | 0.52607 | 0.52607 | 0.52607 | 0.52607 | 0.52607 | 12.6258 | 18 | 227.2641 | 0.52607
NV | biomass | Winter Peak | 0.52607 | 0.52607 | 0.52607 | 0.52607 | 0.52607 | 0.52607 | 0.52607 | 0.52607 | 0.52607 | 0.52607 | 0.52607 | 0.52607 | 0.52607 | 0.52607 | 0.52607 | 0.52607 | 0.52607 | 0.52607 | 0.52607 | 0.52607 | 0.52607 | 0.52607 | 0.52607 | 0.52607 | 12.6258 | 9 | 113.6321 | 0.52607
NV | natural gas combined cycle ccs | Winter | 0.8 | 0.8 | 0.8 | 0.8 | 0.8 | 0.8 | 0.8 | 0.8 | 0.8 | 0.8 | 0.8 | 0.8 | 0.8 | 0.8 | 0.8 | 0.8 | 0.8 | 0.8 | 0.8 | 0.8 | 0.8 | 0.8 | 0.8 | 0.8 | 19.2 | 106 | 2035.2 | 0.8
NV | natural gas combined cycle ccs | Spring | 0.8 | 0.8 | 0.8 | 0.8 | 0.8 | 0.8 | 0.8 | 0.8 | 0.8 | 0.8 | 0.8 | 0.8 | 0.8 | 0.8 | 0.8 | 0.8 | 0.8 | 0.8 | 0.8 | 0.8 | 0.8 | 0.8 | 0.8 | 0.8 | 19.2 | 108 | 2073.6 | 0.8
NV | natural gas combined cycle ccs | Summer | 0.8 | 0.8 | 0.8 | 0.8 | 0.8 | 0.8 | 0.8 | 0.8 | 0.8 | 0.8 | 0.8 | 0.8 | 0.8 | 0.8 | 0.8 | 0.8 | 0.8 | 0.8 | 0.8 | 0.8 | 0.8 | 0.8 | 0.8 | 0.8 | 19.2 | 39 | 748.8 | 0.8
NV | natural gas combined cycle ccs | Fall | 0.8 | 0.8 | 0.8 | 0.8 | 0.8 | 0.8 | 0.8 | 0.8 | 0.8 | 0.8 | 0.8 | 0.8 | 0.8 | 0.8 | 0.8 | 0.8 | 0.8 | 0.8 | 0.8 | 0.8 | 0.8 | 0.8 | 0.8 | 0.8 | 19.2 | 85 | 1632 | 0.8
NV | natural gas combined cycle ccs | Summer Peak | 0.8 | 0.8 | 0.8 | 0.8 | 0.8 | 0.8 | 0.8 | 0.8 | 0.8 | 0.8 | 0.8 | 0.8 | 0.8 | 0.8 | 0.8 | 0.8 | 0.8 | 0.8 | 0.8 | 0.8 | 0.8 | 0.8 | 0.8 | 0.8 | 19.2 | 18 | 345.6 | 0.8
NV | natural gas combined cycle ccs | Winter Peak | 0.8 | 0.8 | 0.8 | 0.8 | 0.8 | 0.8 | 0.8 | 0.8 | 0.8 | 0.8 | 0.8 | 0.8 | 0.8 | 0.8 | 0.8 | 0.8 | 0.8 | 0.8 | 0.8 | 0.8 | 0.8 | 0.8 | 0.8 | 0.8 | 19.2 | 9 | 172.8 | 0.8
NV | natural gas combined cycle | Winter | 0.43345 | 0.42755 | 0.42466 | 0.42485 | 0.42504 | 0.37515 | 0.28178 | 0.25338 | 0.25079 | 0.25079 | 0.25213 | 0.25233 | 0.25275 | 0.2526 | 0.25712 | 0.32099 | 0.41254 | 0.49681 | 0.5078 | 0.50737 | 0.49727 | 0.48065 | 0.44374 | 0.4352 | 8.9167 | 106 | 945.1728 | 0.5078
NV | natural gas combined cycle | Spring | 0.56763 | 0.56275 | 0.56015 | 0.56311 | 0.56969 | 0.56696 | 0.49049 | 0.38945 | 0.35731 | 0.35887 | 0.36023 | 0.36106 | 0.35848 | 0.34753 | 0.36783 | 0.51797 | 0.59503 | 0.60611 | 0.60651 | 0.60469 | 0.60177 | 0.59033 | 0.58249 | 0.57305 | 12.0595 | 108 | 1302.4235 | 0.60651
NV | natural gas combined cycle | Summer | 0.62774 | 0.61543 | 0.60992 | 0.61549 | 0.6339 | 0.62855 | 0.58665 | 0.48122 | 0.45178 | 0.45115 | 0.44932 | 0.45078 | 0.44956 | 0.44716 | 0.48224 | 0.58897 | 0.65576 | 0.66591 | 0.66482 | 0.65945 | 0.65768 | 0.65542 | 0.63558 | 0.62295 | 13.7874 | 39 | 537.7091 | 0.66591
NV | natural gas combined cycle | Fall | 0.42753 | 0.4229 | 0.41319 | 0.41315 | 0.41928 | 0.34587 | 0.2874 | 0.28587 | 0.28936 | 0.29726 | 0.30113 | 0.30533 | 0.31328 | 0.32203 | 0.33828 | 0.38877 | 0.47168 | 0.54153 | 0.57845 | 0.56283 | 0.55605 | 0.52867 | 0.48166 | 0.45207 | 9.7436 | 85 | 828.204 | 0.57845
NV | natural gas combined cycle | Summer Peak | 0.39688 | 0.39263 | 0.39201 | 0.39153 | 0.38989 | 0.32915 | 0.30098 | 0.29835 | 0.30361 | 0.30888 | 0.31099 | 0.31487 | 0.33297 | 0.34623 | 0.36048 | 0.3927 | 0.47672 | 0.54418 | 0.58132 | 0.56096 | 0.54664 | 0.53887 | 0.46077 | 0.44065 | 9.7123 | 18 | 174.821 | 0.58132
NV | natural gas combined cycle | Winter Peak | 0.71533 | 0.69133 | 0.68439 | 0.69906 | 0.71372 | 0.72167 | 0.72167 | 0.6267 | 0.62205 | 0.62287 | 0.62287 | 0.61698 | 0.61382 | 0.60586 | 0.64034 | 0.73781 | 0.78292 | 0.7869 | 0.7869 | 0.7869 | 0.7869 | 0.77622 | 0.77208 | 0.74443 | 16.8797 | 9 | 151.9175 | 0.7869
NV | crude oil | Winter | 0.287 | 0.287 | 0.287 | 0.287 | 0.287 | 0.287 | 0.287 | 0.287 | 0.287 | 0.287 | 0.287 | 0.287 | 0.287 | 0.287 | 0.287 | 0.287 | 0.287 | 0.287 | 0.287 | 0.287 | 0.287 | 0.287 | 0.287 | 0.287 | 6.888 | 106 | 730.128 | 0.287
NV | crude oil | Spring | 0.287 | 0.287 | 0.287 | 0.287 | 0.287 | 0.287 | 0.287 | 0.287 | 0.287 | 0.287 | 0.287 | 0.287 | 0.287 | 0.287 | 0.287 | 0.287 | 0.287 | 0.287 | 0.287 | 0.287 | 0.287 | 0.287 | 0.287 | 0.287 | 6.888 | 108 | 743.904 | 0.287
NV | crude oil | Summer | 0.287 | 0.287 | 0.287 | 0.287 | 0.287 | 0.287 | 0.287 | 0.287 | 0.287 | 0.287 | 0.287 | 0.287 | 0.287 | 0.287 | 0.287 | 0.287 | 0.287 | 0.287 | 0.287 | 0.287 | 0.287 | 0.287 | 0.287 | 0.287 | 6.888 | 39 | 268.632 | 0.287
NV | crude oil | Fall | 0.287 | 0.287 | 0.287 | 0.287 | 0.287 | 0.287 | 0.287 | 0.287 | 0.287 | 0.287 | 0.287 | 0.287 | 0.287 | 0.287 | 0.287 | 0.287 | 0.287 | 0.287 | 0.287 | 0.287 | 0.287 | 0.287 | 0.287 | 0.287 | 6.888 | 85 | 585.48 | 0.287
NV | crude oil | Summer Peak | 0.287 | 0.287 | 0.287 | 0.287 | 0.287 | 0.287 | 0.287 | 0.287 | 0.287 | 0.287 | 0.287 | 0.287 | 0.287 | 0.287 | 0.287 | 0.287 | 0.287 | 0.287 | 0.287 | 0.287 | 0.287 | 0.287 | 0.287 | 0.287 | 6.888 | 18 | 123.984 | 0.287
NV | crude oil | Winter Peak | 0.287 | 0.287 | 0.287 | 0.287 | 0.287 | 0.287 | 0.287 | 0.287 | 0.287 | 0.287 | 0.287 | 0.287 | 0.287 | 0.287 | 0.287 | 0.287 | 0.287 | 0.287 | 0.287 | 0.287 | 0.287 | 0.287 | 0.287 | 0.287 | 6.888 | 9 | 61.992 | 0.287
NV | geothermal | Winter | 0.6625 | 0.6625 | 0.6625 | 0.6625 | 0.6625 | 0.6625 | 0.6625 | 0.6625 | 0.6625 | 0.6625 | 0.6625 | 0.6625 | 0.6625 | 0.6625 | 0.6625 | 0.6625 | 0.6625 | 0.6625 | 0.6625 | 0.6625 | 0.6625 | 0.6625 | 0.6625 | 0.6625 | 15.9 | 106 | 1685.4 | 0.6625
NV | geothermal | Spring | 0.6625 | 0.6625 | 0.6625 | 0.6625 | 0.6625 | 0.6625 | 0.6625 | 0.6625 | 0.6625 | 0.6625 | 0.6625 | 0.6625 | 0.6625 | 0.6625 | 0.6625 | 0.6625 | 0.6625 | 0.6625 | 0.6625 | 0.6625 | 0.6625 | 0.6625 | 0.6625 | 0.6625 | 15.9 | 108 | 1717.2 | 0.6625
NV | geothermal | Summer | 0.6625 | 0.6625 | 0.6625 | 0.6625 | 0.6625 | 0.6625 | 0.6625 | 0.6625 | 0.6625 | 0.6625 | 0.6625 | 0.6625 | 0.6625 | 0.6625 | 0.6625 | 0.6625 | 0.6625 | 0.6625 | 0.6625 | 0.6625 | 0.6625 | 0.6625 | 0.6625 | 0.6625 | 15.9 | 39 | 620.1 | 0.6625
NV | geothermal | Fall | 0.6625 | 0.6625 | 0.6625 | 0.6625 | 0.6625 | 0.6625 | 0.6625 | 0.6625 | 0.6625 | 0.6625 | 0.6625 | 0.6625 | 0.6625 | 0.6625 | 0.6625 | 0.6625 | 0.6625 | 0.6625 | 0.6625 | 0.6625 | 0.6625 | 0.6625 | 0.6625 | 0.6625 | 15.9 | 85 | 1351.5 | 0.6625
NV | geothermal | Summer Peak | 0.6625 | 0.6625 | 0.6625 | 0.6625 | 0.6625 | 0.6625 | 0.6625 | 0.6625 | 0.6625 | 0.6625 | 0.6625 | 0.6625 | 0.6625 | 0.6625 | 0.6625 | 0.6625 | 0.6625 | 0.6625 | 0.6625 | 0.6625 | 0.6625 | 0.6625 | 0.6625 | 0.6625 | 15.9 | 18 | 286.2 | 0.6625
NV | geothermal | Winter Peak | 0.6625 | 0.6625 | 0.6625 | 0.6625 | 0.6625 | 0.6625 | 0.6625 | 0.6625 | 0.6625 | 0.6625 | 0.6625 | 0.6625 | 0.6625 | 0.6625 | 0.6625 | 0.6625 | 0.6625 | 0.6625 | 0.6625 | 0.6625 | 0.6625 | 0.6625 | 0.6625 | 0.6625 | 15.9 | 9 | 143.1 | 0.6625
NV | hard coal ccs | Winter | 0.8 | 0.8 | 0.8 | 0.8 | 0.8 | 0.8 | 0.8 | 0.8 | 0.8 | 0.8 | 0.8 | 0.8 | 0.8 | 0.8 | 0.8 | 0.8 | 0.8 | 0.8 | 0.8 | 0.8 | 0.8 | 0.8 | 0.8 | 0.8 | 19.2 | 106 | 2035.2 | 0.8
NV | hard coal ccs | Spring | 0.8 | 0.8 | 0.8 | 0.8 | 0.8 | 0.8 | 0.8 | 0.8 | 0.8 | 0.8 | 0.8 | 0.8 | 0.8 | 0.8 | 0.8 | 0.8 | 0.8 | 0.8 | 0.8 | 0.8 | 0.8 | 0.8 | 0.8 | 0.8 | 19.2 | 108 | 2073.6 | 0.8
NV | hard coal ccs | Summer | 0.8 | 0.8 | 0.8 | 0.8 | 0.8 | 0.8 | 0.8 | 0.8 | 0.8 | 0.8 | 0.8 | 0.8 | 0.8 | 0.8 | 0.8 | 0.8 | 0.8 | 0.8 | 0.8 | 0.8 | 0.8 | 0.8 | 0.8 | 0.8 | 19.2 | 39 | 748.8 | 0.8
NV | hard coal ccs | Fall | 0.8 | 0.8 | 0.8 | 0.8 | 0.8 | 0.8 | 0.8 | 0.8 | 0.8 | 0.8 | 0.8 | 0.8 | 0.8 | 0.8 | 0.8 | 0.8 | 0.8 | 0.8 | 0.8 | 0.8 | 0.8 | 0.8 | 0.8 | 0.8 | 19.2 | 85 | 1632 | 0.8
NV | hard coal ccs | Summer Peak | 0.8 | 0.8 | 0.8 | 0.8 | 0.8 | 0.8 | 0.8 | 0.8 | 0.8 | 0.8 | 0.8 | 0.8 | 0.8 | 0.8 | 0.8 | 0.8 | 0.8 | 0.8 | 0.8 | 0.8 | 0.8 | 0.8 | 0.8 | 0.8 | 19.2 | 18 | 345.6 | 0.8
NV | hard coal ccs | Winter Peak | 0.8 | 0.8 | 0.8 | 0.8 | 0.8 | 0.8 | 0.8 | 0.8 | 0.8 | 0.8 | 0.8 | 0.8 | 0.8 | 0.8 | 0.8 | 0.8 | 0.8 | 0.8 | 0.8 | 0.8 | 0.8 | 0.8 | 0.8 | 0.8 | 19.2 | 9 | 172.8 | 0.8
NV | hard coal | Winter | 0.28804 | 0.27936 | 0.27248 | 0.27248 | 0.27922 | 0.25805 | 0.1921 | 0.14659 | 0.14312 | 0.14959 | 0.15006 | 0.15352 | 0.15352 | 0.15352 | 0.16738 | 0.23379 | 0.2857 | 0.31053 | 0.34172 | 0.33528 | 0.33136 | 0.32882 | 0.30934 | 0.30508 | 5.8406 | 106 | 619.1086 | 0.34172
NV | hard coal | Spring | 0.56363 | 0.56202 | 0.55716 | 0.56056 | 0.56396 | 0.55605 | 0.49823 | 0.34697 | 0.27891 | 0.28262 | 0.29195 | 0.28855 | 0.29068 | 0.2789 | 0.31876 | 0.51067 | 0.56225 | 0.56565 | 0.56642 | 0.56301 | 0.56301 | 0.55642 | 0.55302 | 0.54962 | 11.229 | 108 | 1212.7345 | 0.56642
NV | hard coal | Summer | 0.62513 | 0.60306 | 0.60306 | 0.60306 | 0.62497 | 0.62215 | 0.57481 | 0.49945 | 0.42256 | 0.4233 | 0.42256 | 0.43198 | 0.43198 | 0.43198 | 0.45082 | 0.60556 | 0.66514 | 0.67324 | 0.67273 | 0.66514 | 0.66514 | 0.6761 | 0.64688 | 0.64688 | 13.6877 | 39 | 533.8208 | 0.6761
NV | hard coal | Fall | 0.74948 | 0.72063 | 0.70976 | 0.71327 | 0.72021 | 0.55619 | 0.423 | 0.40091 | 0.41867 | 0.43164 | 0.4661 | 0.47486 | 0.50526 | 0.52891 | 0.59427 | 0.68061 | 0.77832 | 0.84752 | 0.92443 | 0.88778 | 0.87746 | 0.86219 | 0.80408 | 0.7681 | 15.8437 | 85 | 1346.7113 | 0.92443
NV | hard coal | Summer Peak | 0.83376 | 0.83376 | 0.83376 | 0.83376 | 0.83376 | 0.65009 | 0.50638 | 0.48682 | 0.52764 | 0.58886 | 0.60927 | 0.60927 | 0.62968 | 0.6705 | 0.71131 | 0.77919 | 0.91163 | 1 | 1 | 1 | 1 | 0.99339 | 0.90741 | 0.88123 | 18.6315 | 18 | 335.3667 | 1
NV | hard coal | Winter Peak | 0.83372 | 0.83372 | 0.79291 | 0.82518 | 0.8977 | 0.92867 | 0.92867 | 0.71127 | 0.6638 | 0.6638 | 0.6638 | 0.6638 | 0.6638 | 0.6638 | 0.70462 | 0.92867 | 0.92867 | 0.92867 | 0.92867 | 0.92867 | 0.92867 | 0.92867 | 0.92867 | 0.91755 | 19.7862 | 9 | 178.0755 | 0.92867
NV | heavy or residual fuel oil | Winter | 0 | 0 | 0 | 0 | 0 | 0 | 0 | 0 | 0 | 0 | 0 | 0 | 0 | 0 | 0 | 0 | 0 | 0.54404 | 0.27202 | 0 | 0 | 0 | 0 | 0 | 0.81606 | 106 | 86.5022 | 0.54404
NV | heavy or residual fuel oil | Spring | 0 | 0 | 0 | 0 | 0 | 0 | 0 | 0 | 0 | 0 | 0 | 0 | 0 | 0 | 0 | 0 | 0 | 0 | 0 | 0 | 0 | 0 | 0 | 0 | 0 | 108 | 0 | 0
NV | heavy or residual fuel oil | Summer | 0 | 0 | 0 | 0 | 0 | 0 | 0 | 0 | 0 | 0 | 0 | 0 | 0 | 0 | 0 | 0 | 0 | 0.95 | 0.95 | 0.25606 | 0 | 0 | 0 | 0 | 2.1561 | 39 | 84.0863 | 0.95
NV | heavy or residual fuel oil | Fall | 0 | 0 | 0 | 0 | 0 | 0 | 0 | 0 | 0 | 0 | 0 | 0 | 0 | 0 | 0 | 0 | 0 | 0 | 0 | 0 | 0 | 0 | 0 | 0 | 0 | 85 | 0 | 0
NV | heavy or residual fuel oil | Summer Peak | 0 | 0 | 0 | 0 | 0 | 0 | 0 | 0 | 0 | 0 | 0 | 0 | 0 | 0 | 0 | 0 | 0 | 0.95 | 0.95 | 0 | 0 | 0 | 0 | 0 | 1.9 | 18 | 34.2 | 0.95
NV | heavy or residual fuel oil | Winter Peak | 0 | 0 | 0 | 0 | 0 | 0 | 0 | 0 | 0 | 0 | 0 | 0 | 0 | 0 | 0 | 0 | 0 | 0 | 0 | 0 | 0 | 0 | 0 | 0 | 0 | 9 | 0 | 0
NV | hydro | Winter | 0.17776 | 0.14617 | 0.13413 | 0.13076 | 0.12631 | 0.084376 | 0.011052 | 0.0081752 | 0.0084214 | 0.0086151 | 0.0088219 | 0.0088219 | 0.0088219 | 0.0086814 | 0.0088219 | 0.020019 | 0.14758 | 0.64452 | 0.75121 | 0.70073 | 0.61802 | 0.59792 | 0.38271 | 0.2531 | 4.9955 | 106 | 529.5282 | 0.75121
NV | hydro | Spring | 0.045644 | 0.027183 | 0.03608 | 0.033961 | 0.063474 | 0.099763 | 0.044796 | 0.0075949 | 0.0076314 | 0.0077193 | 0.0077193 | 0.0077193 | 0.0077193 | 0.0077193 | 0.015083 | 0.048921 | 0.41548 | 0.66042 | 0.67745 | 0.60274 | 0.53133 | 0.36341 | 0.16911 | 0.085281 | 3.974 | 108 | 429.1866 | 0.67745
NV | hydro | Summer | 0.062985 | 0.070893 | 0.013148 | 0.015371 | 0.063219 | 0.13951 | 0.084758 | 0.0078685 | 0.0078685 | 0.0078685 | 0.0078685 | 0.0078685 | 0.0078685 | 0.0078685 | 0.0078685 | 0.097957 | 0.406 | 0.55886 | 0.65715 | 0.54767 | 0.45012 | 0.33103 | 0.18704 | 0.10667 | 3.8553 | 39 | 150.3573 | 0.65715
NV | hydro | Fall | 0.1452 | 0.071951 | 0.046892 | 0.046169 | 0.031438 | 0.0091814 | 0.0083521 | 0.0083258 | 0.008829 | 0.008987 | 0.0090524 | 0.0090524 | 0.0090524 | 0.0091178 | 0.0092467 | 0.028037 | 0.22063 | 0.73519 | 0.77113 | 0.73617 | 0.65714 | 0.58163 | 0.3985 | 0.21478 | 4.7741 | 85 | 405.7944 | 0.77113
NV | hydro | Summer Peak | 0.16753 | 0.096877 | 0.054366 | 0.060675 | 0.048383 | 0.010036 | 0.0094184 | 0.0091096 | 0.0094184 | 0.010036 | 0.010036 | 0.010036 | 0.017391 | 0.054366 | 0.089809 | 0.098696 | 0.44154 | 0.75483 | 0.80798 | 0.80798 | 0.80458 | 0.7506 | 0.58811 | 0.37414 | 6.0859 | 18 | 109.5471 | 0.80798
NV | hydro | Winter Peak | 0.019815 | 0.0071024 | 0.0071024 | 0.0071024 | 0.067078 | 0.077217 | 0.12282 | 0.0071024 | 0.0071024 | 0.0071024 | 0.0071024 | 0.0071024 | 0.0071024 | 0.0071024 | 0.0071024 | 0.18468 | 0.52958 | 0.62862 | 0.62862 | 0.60597 | 0.50222 | 0.26444 | 0.045299 | 0.0071024 | 3.7616 | 9 | 33.8543 | 0.62862
NV | hydrogen combined cycle | Winter | 0.75229 | 0.74638 | 0.74272 | 0.74764 | 0.75952 | 0.76731 | 0.71396 | 0.54869 | 0.50258 | 0.50336 | 0.50317 | 0.50331 | 0.49869 | 0.48395 | 0.514 | 0.70137 | 0.79044 | 0.79624 | 0.79542 | 0.79246 | 0.78967 | 0.77939 | 0.77242 | 0.76057 | 16.2655 | 106 | 1724.1469 | 0.79624
NV | hydrogen combined cycle | Spring | 0.43776 | 0.43598 | 0.43553 | 0.43581 | 0.43421 | 0.37348 | 0.27234 | 0.26155 | 0.2604 | 0.2604 | 0.26098 | 0.26098 | 0.26155 | 0.26155 | 0.26429 | 0.28847 | 0.40461 | 0.51767 | 0.52975 | 0.53021 | 0.52047 | 0.50214 | 0.44954 | 0.43961 | 9.0992 | 108 | 982.7182 | 0.53021
NV | hydrogen combined cycle | Summer | 0.41067 | 0.40237 | 0.39509 | 0.39493 | 0.39443 | 0.31654 | 0.28394 | 0.28227 | 0.28608 | 0.29255 | 0.29739 | 0.30276 | 0.31526 | 0.32525 | 0.3398 | 0.36528 | 0.41075 | 0.49479 | 0.55149 | 0.53256 | 0.51975 | 0.49609 | 0.43243 | 0.41303 | 9.2555 | 39 | 360.965 | 0.55149
NV | hydrogen combined cycle | Fall | 0.52617 | 0.50935 | 0.49626 | 0.49909 | 0.51776 | 0.4782 | 0.32356 | 0.30789 | 0.30747 | 0.30876 | 0.31136 | 0.31327 | 0.31763 | 0.31982 | 0.34069 | 0.50873 | 0.6294 | 0.65007 | 0.64255 | 0.63622 | 0.63237 | 0.60929 | 0.59735 | 0.5685 | 11.3517 | 85 | 964.898 | 0.65007
NV | hydrogen combined cycle | Summer Peak | 0.63679 | 0.63679 | 0.63679 | 0.63679 | 0.63679 | 0.51676 | 0.46377 | 0.46377 | 0.49271 | 0.51676 | 0.51676 | 0.51676 | 0.51676 | 0.51676 | 0.63679 | 0.63679 | 0.83684 | 0.94694 | 0.95649 | 0.94694 | 0.95435 | 0.94694 | 0.83953 | 0.66573 | 16.0721 | 18 | 289.2973 | 0.95649
NV | hydrogen combined cycle | Winter Peak | 0.92757 | 0.92757 | 0.91802 | 0.92757 | 0.92757 | 0.92757 | 0.92757 | 0.85062 | 0.85062 | 0.85062 | 0.85062 | 0.82057 | 0.63679 | 0.63679 | 0.69059 | 0.92757 | 0.92757 | 0.92757 | 0.92757 | 0.92757 | 0.92757 | 0.92757 | 0.91901 | 0.91802 | 21.0007 | 9 | 189.0063 | 0.92757
NV | hydrogen ct | Winter | 1.3086e-06 | 1.3086e-06 | 1.3086e-06 | 1.3086e-06 | 1.3086e-06 | 1.3086e-06 | 1.3086e-06 | 1.3086e-06 | 1.3086e-06 | 1.3086e-06 | 1.3086e-06 | 1.3086e-06 | 1.3086e-06 | 1.3086e-06 | 1.3086e-06 | 1.3086e-06 | 1.3086e-06 | 1.3086e-06 | 1.3086e-06 | 1.3086e-06 | 1.3086e-06 | 1.3086e-06 | 1.3086e-06 | 1.3086e-06 | 3.1406e-05 | 106 | 0.0033291 | 1.3086e-06
NV | hydrogen ct | Spring | 1.3086e-06 | 1.3086e-06 | 1.3086e-06 | 1.3086e-06 | 1.3086e-06 | 1.3086e-06 | 1.3086e-06 | 1.3086e-06 | 1.3086e-06 | 1.3086e-06 | 1.3086e-06 | 1.3086e-06 | 1.3086e-06 | 1.3086e-06 | 1.3086e-06 | 1.3086e-06 | 1.3086e-06 | 1.3086e-06 | 1.3086e-06 | 1.3086e-06 | 1.3086e-06 | 1.3086e-06 | 1.3086e-06 | 1.3086e-06 | 3.1406e-05 | 108 | 0.0033919 | 1.3086e-06
NV | hydrogen ct | Summer | 1.3086e-06 | 1.3086e-06 | 1.3086e-06 | 1.3086e-06 | 1.3086e-06 | 1.3086e-06 | 1.3086e-06 | 1.3086e-06 | 1.3086e-06 | 1.3086e-06 | 1.3086e-06 | 1.3086e-06 | 1.3086e-06 | 1.3086e-06 | 1.3086e-06 | 1.3086e-06 | 1.3086e-06 | 0.11689 | 0.11689 | 1.3086e-06 | 1.3086e-06 | 1.3086e-06 | 1.3086e-06 | 1.3086e-06 | 0.23381 | 39 | 9.1186 | 0.11689
NV | hydrogen ct | Fall | 1.3086e-06 | 1.3086e-06 | 1.3086e-06 | 1.3086e-06 | 1.3086e-06 | 1.3086e-06 | 1.3086e-06 | 1.3086e-06 | 1.3086e-06 | 1.3086e-06 | 1.3086e-06 | 1.3086e-06 | 1.3086e-06 | 1.3086e-06 | 1.3086e-06 | 1.3086e-06 | 1.3086e-06 | 0.96487 | 0.96487 | 0.49572 | 1.3086e-06 | 1.3086e-06 | 1.3086e-06 | 1.3086e-06 | 2.4255 | 85 | 206.1654 | 0.96487
NV | hydrogen ct | Summer Peak | 1.3086e-06 | 1.3086e-06 | 1.3086e-06 | 1.3086e-06 | 1.3086e-06 | 1.3086e-06 | 1.3086e-06 | 1.3086e-06 | 1.3086e-06 | 1.3086e-06 | 1.3086e-06 | 1.3086e-06 | 1.3086e-06 | 1.3086e-06 | 1.3086e-06 | 1.3086e-06 | 1.3086e-06 | 1 | 1 | 1 | 1.3086e-06 | 1.3086e-06 | 1.3086e-06 | 1.3086e-06 | 3 | 18 | 54.0005 | 1
NV | hydrogen ct | Winter Peak | 1.3086e-06 | 1.3086e-06 | 1.3086e-06 | 1.3086e-06 | 1.3086e-06 | 1.3086e-06 | 1.3086e-06 | 1.3086e-06 | 1.3086e-06 | 1.3086e-06 | 1.3086e-06 | 1.3086e-06 | 1.3086e-06 | 1.3086e-06 | 1.3086e-06 | 1.3086e-06 | 1.3086e-06 | 1.3086e-06 | 1.3086e-06 | 1.3086e-06 | 1.3086e-06 | 1.3086e-06 | 1.3086e-06 | 1.3086e-06 | 3.1406e-05 | 9 | 0.00028266 | 1.3086e-06
NV | lignite ccs | Winter | 0.8 | 0.8 | 0.8 | 0.8 | 0.8 | 0.8 | 0.8 | 0.8 | 0.8 | 0.8 | 0.8 | 0.8 | 0.8 | 0.8 | 0.8 | 0.8 | 0.8 | 0.8 | 0.8 | 0.8 | 0.8 | 0.8 | 0.8 | 0.8 | 19.2 | 106 | 2035.2 | 0.8
NV | lignite ccs | Spring | 0.8 | 0.8 | 0.8 | 0.8 | 0.8 | 0.8 | 0.8 | 0.8 | 0.8 | 0.8 | 0.8 | 0.8 | 0.8 | 0.8 | 0.8 | 0.8 | 0.8 | 0.8 | 0.8 | 0.8 | 0.8 | 0.8 | 0.8 | 0.8 | 19.2 | 108 | 2073.6 | 0.8
NV | lignite ccs | Summer | 0.8 | 0.8 | 0.8 | 0.8 | 0.8 | 0.8 | 0.8 | 0.8 | 0.8 | 0.8 | 0.8 | 0.8 | 0.8 | 0.8 | 0.8 | 0.8 | 0.8 | 0.8 | 0.8 | 0.8 | 0.8 | 0.8 | 0.8 | 0.8 | 19.2 | 39 | 748.8 | 0.8
NV | lignite ccs | Fall | 0.8 | 0.8 | 0.8 | 0.8 | 0.8 | 0.8 | 0.8 | 0.8 | 0.8 | 0.8 | 0.8 | 0.8 | 0.8 | 0.8 | 0.8 | 0.8 | 0.8 | 0.8 | 0.8 | 0.8 | 0.8 | 0.8 | 0.8 | 0.8 | 19.2 | 85 | 1632 | 0.8
NV | lignite ccs | Summer Peak | 0.8 | 0.8 | 0.8 | 0.8 | 0.8 | 0.8 | 0.8 | 0.8 | 0.8 | 0.8 | 0.8 | 0.8 | 0.8 | 0.8 | 0.8 | 0.8 | 0.8 | 0.8 | 0.8 | 0.8 | 0.8 | 0.8 | 0.8 | 0.8 | 19.2 | 18 | 345.6 | 0.8
NV | lignite ccs | Winter Peak | 0.8 | 0.8 | 0.8 | 0.8 | 0.8 | 0.8 | 0.8 | 0.8 | 0.8 | 0.8 | 0.8 | 0.8 | 0.8 | 0.8 | 0.8 | 0.8 | 0.8 | 0.8 | 0.8 | 0.8 | 0.8 | 0.8 | 0.8 | 0.8 | 19.2 | 9 | 172.8 | 0.8
NV | lignite | Winter | 0.638 | 0.638 | 0.638 | 0.638 | 0.638 | 0.638 | 0.638 | 0.638 | 0.638 | 0.638 | 0.638 | 0.638 | 0.638 | 0.638 | 0.638 | 0.638 | 0.638 | 0.638 | 0.638 | 0.638 | 0.638 | 0.638 | 0.638 | 0.638 | 15.312 | 106 | 1623.072 | 0.638
NV | lignite | Spring | 0.638 | 0.638 | 0.638 | 0.638 | 0.638 | 0.638 | 0.638 | 0.638 | 0.638 | 0.638 | 0.638 | 0.638 | 0.638 | 0.638 | 0.638 | 0.638 | 0.638 | 0.638 | 0.638 | 0.638 | 0.638 | 0.638 | 0.638 | 0.638 | 15.312 | 108 | 1653.696 | 0.638
NV | lignite | Summer | 0.638 | 0.638 | 0.638 | 0.638 | 0.638 | 0.638 | 0.638 | 0.638 | 0.638 | 0.638 | 0.638 | 0.638 | 0.638 | 0.638 | 0.638 | 0.638 | 0.638 | 0.638 | 0.638 | 0.638 | 0.638 | 0.638 | 0.638 | 0.638 | 15.312 | 39 | 597.168 | 0.638
NV | lignite | Fall | 0.638 | 0.638 | 0.638 | 0.638 | 0.638 | 0.638 | 0.638 | 0.638 | 0.638 | 0.638 | 0.638 | 0.638 | 0.638 | 0.638 | 0.638 | 0.638 | 0.638 | 0.638 | 0.638 | 0.638 | 0.638 | 0.638 | 0.638 | 0.638 | 15.312 | 85 | 1301.52 | 0.638
NV | lignite | Summer Peak | 0.638 | 0.638 | 0.638 | 0.638 | 0.638 | 0.638 | 0.638 | 0.638 | 0.638 | 0.638 | 0.638 | 0.638 | 0.638 | 0.638 | 0.638 | 0.638 | 0.638 | 0.638 | 0.638 | 0.638 | 0.638 | 0.638 | 0.638 | 0.638 | 15.312 | 18 | 275.616 | 0.638
NV | lignite | Winter Peak | 0.638 | 0.638 | 0.638 | 0.638 | 0.638 | 0.638 | 0.638 | 0.638 | 0.638 | 0.638 | 0.638 | 0.638 | 0.638 | 0.638 | 0.638 | 0.638 | 0.638 | 0.638 | 0.638 | 0.638 | 0.638 | 0.638 | 0.638 | 0.638 | 15.312 | 9 | 137.808 | 0.638
NV | municipal solid waste | Winter | 0.75929 | 0.75929 | 0.75929 | 0.75929 | 0.75929 | 0.75929 | 0.75929 | 0.74608 | 0.74608 | 0.74608 | 0.74608 | 0.74608 | 0.74608 | 0.74608 | 0.74608 | 0.75268 | 0.75929 | 0.75929 | 0.75929 | 0.75929 | 0.75929 | 0.75929 | 0.75929 | 0.75929 | 18.1106 | 106 | 1919.7241 | 0.75929
NV | municipal solid waste | Spring | 0.75929 | 0.75929 | 0.75929 | 0.75929 | 0.75929 | 0.75929 | 0.62724 | 0.56396 | 0.54746 | 0.54746 | 0.54746 | 0.54746 | 0.54746 | 0.58872 | 0.61348 | 0.68501 | 0.75929 | 0.75929 | 0.75929 | 0.75929 | 0.75929 | 0.75929 | 0.75929 | 0.75929 | 16.4457 | 108 | 1776.1334 | 0.75929
NV | municipal solid waste | Summer | 0.75929 | 0.75929 | 0.75929 | 0.75929 | 0.75929 | 0.74183 | 0.7331 | 0.7331 | 0.7331 | 0.7331 | 0.7331 | 0.7331 | 0.74183 | 0.74183 | 0.75056 | 0.75929 | 0.75929 | 0.75929 | 0.75929 | 0.75929 | 0.75929 | 0.75929 | 0.75929 | 0.75929 | 18.0047 | 39 | 702.1818 | 0.75929
NV | municipal solid waste | Fall | 0.75929 | 0.75929 | 0.75929 | 0.75929 | 0.75929 | 0.75929 | 0.75929 | 0.74684 | 0.74684 | 0.74684 | 0.74684 | 0.74684 | 0.74684 | 0.74684 | 0.75929 | 0.75929 | 0.75929 | 0.75929 | 0.75929 | 0.75929 | 0.75929 | 0.75929 | 0.75929 | 0.75929 | 18.1357 | 85 | 1541.5359 | 0.75929
NV | municipal solid waste | Summer Peak | 0.75929 | 0.75929 | 0.75929 | 0.75929 | 0.75929 | 0.75929 | 0.75929 | 0.75929 | 0.75929 | 0.75929 | 0.75929 | 0.75929 | 0.75929 | 0.75929 | 0.75929 | 0.75929 | 0.75929 | 0.75929 | 0.75929 | 0.75929 | 0.75929 | 0.75929 | 0.75929 | 0.75929 | 18.2228 | 18 | 328.0112 | 0.75929
NV | municipal solid waste | Winter Peak | 0.75929 | 0.75929 | 0.75929 | 0.75929 | 0.75929 | 0.75929 | 0.75929 | 0.75929 | 0.75929 | 0.75929 | 0.75929 | 0.75929 | 0.75929 | 0.75929 | 0.75929 | 0.75929 | 0.75929 | 0.75929 | 0.75929 | 0.75929 | 0.75929 | 0.75929 | 0.75929 | 0.75929 | 18.2228 | 9 | 164.0056 | 0.75929
NV | natural gas peaker | Winter | 1.3086e-06 | 1.3086e-06 | 1.3086e-06 | 1.3086e-06 | 1.3086e-06 | 1.3086e-06 | 1.3086e-06 | 1.3086e-06 | 1.3086e-06 | 1.3086e-06 | 1.3086e-06 | 1.3086e-06 | 1.3086e-06 | 1.3086e-06 | 1.3086e-06 | 1.3086e-06 | 1.3086e-06 | 1.3086e-06 | 1.3086e-06 | 1.3086e-06 | 1.3086e-06 | 1.3086e-06 | 1.3086e-06 | 1.3086e-06 | 3.1406e-05 | 106 | 0.0033291 | 1.3086e-06
NV | natural gas peaker | Spring | 1.3086e-06 | 1.3086e-06 | 1.3086e-06 | 1.3086e-06 | 1.3086e-06 | 1.3086e-06 | 1.3086e-06 | 1.3086e-06 | 1.3086e-06 | 1.3086e-06 | 1.3086e-06 | 1.3086e-06 | 1.3086e-06 | 1.3086e-06 | 1.3086e-06 | 1.3086e-06 | 1.3086e-06 | 1.3086e-06 | 1.3086e-06 | 1.3086e-06 | 1.3086e-06 | 1.3086e-06 | 1.3086e-06 | 1.3086e-06 | 3.1406e-05 | 108 | 0.0033919 | 1.3086e-06
NV | natural gas peaker | Summer | 1.3086e-06 | 1.3086e-06 | 1.3086e-06 | 1.3086e-06 | 1.3086e-06 | 1.3086e-06 | 1.3086e-06 | 1.3086e-06 | 1.3086e-06 | 1.3086e-06 | 1.3086e-06 | 1.3086e-06 | 1.3086e-06 | 1.3086e-06 | 1.3086e-06 | 1.3086e-06 | 1.3086e-06 | 0.11689 | 0.11689 | 1.3086e-06 | 1.3086e-06 | 1.3086e-06 | 1.3086e-06 | 1.3086e-06 | 0.23381 | 39 | 9.1186 | 0.11689
NV | natural gas peaker | Fall | 1.3086e-06 | 1.3086e-06 | 1.3086e-06 | 1.3086e-06 | 1.3086e-06 | 1.3086e-06 | 1.3086e-06 | 1.3086e-06 | 1.3086e-06 | 1.3086e-06 | 1.3086e-06 | 1.3086e-06 | 1.3086e-06 | 1.3086e-06 | 1.3086e-06 | 1.3086e-06 | 1.3086e-06 | 0.96487 | 0.96487 | 0.49572 | 1.3086e-06 | 1.3086e-06 | 1.3086e-06 | 1.3086e-06 | 2.4255 | 85 | 206.1654 | 0.96487
NV | natural gas peaker | Summer Peak | 1.3086e-06 | 1.3086e-06 | 1.3086e-06 | 1.3086e-06 | 1.3086e-06 | 1.3086e-06 | 1.3086e-06 | 1.3086e-06 | 1.3086e-06 | 1.3086e-06 | 1.3086e-06 | 1.3086e-06 | 1.3086e-06 | 1.3086e-06 | 1.3086e-06 | 1.3086e-06 | 1.3086e-06 | 1 | 1 | 1 | 1.3086e-06 | 1.3086e-06 | 1.3086e-06 | 1.3086e-06 | 3 | 18 | 54.0005 | 1
NV | natural gas peaker | Winter Peak | 1.3086e-06 | 1.3086e-06 | 1.3086e-06 | 1.3086e-06 | 1.3086e-06 | 1.3086e-06 | 1.3086e-06 | 1.3086e-06 | 1.3086e-06 | 1.3086e-06 | 1.3086e-06 | 1.3086e-06 | 1.3086e-06 | 1.3086e-06 | 1.3086e-06 | 1.3086e-06 | 1.3086e-06 | 1.3086e-06 | 1.3086e-06 | 1.3086e-06 | 1.3086e-06 | 1.3086e-06 | 1.3086e-06 | 1.3086e-06 | 3.1406e-05 | 9 | 0.00028266 | 1.3086e-06
NV | nuclear | Winter | 0.909 | 0.909 | 0.909 | 0.909 | 0.909 | 0.909 | 0.909 | 0.909 | 0.909 | 0.909 | 0.909 | 0.909 | 0.909 | 0.909 | 0.909 | 0.909 | 0.909 | 0.909 | 0.909 | 0.909 | 0.909 | 0.909 | 0.909 | 0.909 | 21.816 | 106 | 2312.496 | 0.909
NV | nuclear | Spring | 0.909 | 0.909 | 0.909 | 0.909 | 0.909 | 0.909 | 0.909 | 0.909 | 0.909 | 0.909 | 0.909 | 0.909 | 0.909 | 0.909 | 0.909 | 0.909 | 0.909 | 0.909 | 0.909 | 0.909 | 0.909 | 0.909 | 0.909 | 0.909 | 21.816 | 108 | 2356.128 | 0.909
NV | nuclear | Summer | 0.909 | 0.909 | 0.909 | 0.909 | 0.909 | 0.909 | 0.909 | 0.909 | 0.909 | 0.909 | 0.909 | 0.909 | 0.909 | 0.909 | 0.909 | 0.909 | 0.909 | 0.909 | 0.909 | 0.909 | 0.909 | 0.909 | 0.909 | 0.909 | 21.816 | 39 | 850.824 | 0.909
NV | nuclear | Fall | 0.909 | 0.909 | 0.909 | 0.909 | 0.909 | 0.909 | 0.909 | 0.909 | 0.909 | 0.909 | 0.909 | 0.909 | 0.909 | 0.909 | 0.909 | 0.909 | 0.909 | 0.909 | 0.909 | 0.909 | 0.909 | 0.909 | 0.909 | 0.909 | 21.816 | 85 | 1854.36 | 0.909
NV | nuclear | Summer Peak | 0.909 | 0.909 | 0.909 | 0.909 | 0.909 | 0.909 | 0.909 | 0.909 | 0.909 | 0.909 | 0.909 | 0.909 | 0.909 | 0.909 | 0.909 | 0.909 | 0.909 | 0.909 | 0.909 | 0.909 | 0.909 | 0.909 | 0.909 | 0.909 | 21.816 | 18 | 392.688 | 0.909
NV | nuclear | Winter Peak | 0.909 | 0.909 | 0.909 | 0.909 | 0.909 | 0.909 | 0.909 | 0.909 | 0.909 | 0.909 | 0.909 | 0.909 | 0.909 | 0.909 | 0.909 | 0.909 | 0.909 | 0.909 | 0.909 | 0.909 | 0.909 | 0.909 | 0.909 | 0.909 | 21.816 | 9 | 196.344 | 0.909
NV | offshore wind | Winter | 0.46522 | 0.46108 | 0.45876 | 0.4571 | 0.45756 | 0.46 | 0.46832 | 0.47449 | 0.47665 | 0.46137 | 0.44033 | 0.42124 | 0.40965 | 0.40729 | 0.40973 | 0.41731 | 0.43706 | 0.45925 | 0.46795 | 0.47487 | 0.47362 | 0.47089 | 0.46551 | 0.45251 | 10.8477 | 106 | 1149.8608 | 0.47665
NV | offshore wind | Spring | 0.44472 | 0.43504 | 0.43018 | 0.42314 | 0.4119 | 0.39669 | 0.38665 | 0.37127 | 0.3456 | 0.32681 | 0.31325 | 0.30347 | 0.30782 | 0.31905 | 0.3249 | 0.33608 | 0.35787 | 0.38535 | 0.40885 | 0.43556 | 0.4543 | 0.45487 | 0.45932 | 0.45564 | 9.2883 | 108 | 1003.1366 | 0.45932
NV | offshore wind | Summer | 0.29743 | 0.30038 | 0.30597 | 0.30148 | 0.29299 | 0.28232 | 0.26464 | 0.24231 | 0.22129 | 0.20175 | 0.19485 | 0.19431 | 0.18615 | 0.1838 | 0.18845 | 0.20164 | 0.22304 | 0.2364 | 0.24937 | 0.27389 | 0.27115 | 0.27017 | 0.27559 | 0.28352 | 5.9429 | 39 | 231.7736 | 0.30597
NV | offshore wind | Fall | 0.39945 | 0.40031 | 0.39867 | 0.39313 | 0.39477 | 0.39571 | 0.40203 | 0.40656 | 0.40312 | 0.39165 | 0.37299 | 0.36042 | 0.35176 | 0.34653 | 0.3498 | 0.3612 | 0.374 | 0.39329 | 0.40898 | 0.43052 | 0.45652 | 0.45589 | 0.44863 | 0.43021 | 9.5262 | 85 | 809.7229 | 0.45652
NV | offshore wind | Summer Peak | 0.1381 | 0.13238 | 0.12286 | 0.10857 | 0.1019 | 0.087619 | 0.077143 | 0.079048 | 0.082857 | 0.070476 | 0.059048 | 0.062857 | 0.062857 | 0.06381 | 0.084762 | 0.086667 | 0.092381 | 0.1019 | 0.11238 | 0.11524 | 0.11619 | 0.1219 | 0.12476 | 0.14 | 2.3457 | 18 | 42.2229 | 0.14
NV | offshore wind | Winter Peak | 0.45905 | 0.46476 | 0.47905 | 0.48381 | 0.48571 | 0.50095 | 0.49619 | 0.48857 | 0.46952 | 0.44857 | 0.44476 | 0.46 | 0.4581 | 0.4819 | 0.48952 | 0.51905 | 0.54381 | 0.57905 | 0.60952 | 0.61905 | 0.63143 | 0.65143 | 0.67143 | 0.68571 | 12.621 | 9 | 113.5886 | 0.68571
NV | onshore wind | Winter | 0.19594 | 0.19206 | 0.18597 | 0.18175 | 0.17792 | 0.16795 | 0.15779 | 0.1531 | 0.15174 | 0.15862 | 0.16815 | 0.17798 | 0.19059 | 0.20069 | 0.2066 | 0.20947 | 0.21464 | 0.21723 | 0.21885 | 0.21557 | 0.20685 | 0.20009 | 0.19546 | 0.19178 | 4.5368 | 106 | 480.8984 | 0.21885
NV | onshore wind | Spring | 0.22014 | 0.21564 | 0.21516 | 0.21422 | 0.21256 | 0.21299 | 0.20965 | 0.20429 | 0.20287 | 0.20598 | 0.21436 | 0.22368 | 0.23444 | 0.2433 | 0.24537 | 0.24901 | 0.24955 | 0.24577 | 0.24533 | 0.24439 | 0.2426 | 0.24145 | 0.2418 | 0.24451 | 5.479 | 108 | 591.7354 | 0.24955
NV | onshore wind | Summer | 0.26558 | 0.25959 | 0.25647 | 0.25209 | 0.24887 | 0.24971 | 0.24649 | 0.23341 | 0.22622 | 0.22509 | 0.22987 | 0.23742 | 0.24387 | 0.25035 | 0.25001 | 0.25316 | 0.25756 | 0.25764 | 0.25725 | 0.25904 | 0.25587 | 0.25564 | 0.25552 | 0.24952 | 5.9762 | 39 | 233.0735 | 0.26558
NV | onshore wind | Fall | 0.14965 | 0.1456 | 0.13805 | 0.13652 | 0.1311 | 0.11673 | 0.096293 | 0.091964 | 0.096972 | 0.1101 | 0.12833 | 0.15391 | 0.16687 | 0.17618 | 0.18108 | 0.18139 | 0.18103 | 0.18266 | 0.19284 | 0.18707 | 0.17643 | 0.16548 | 0.15888 | 0.15262 | 3.5977 | 85 | 305.8079 | 0.19284
NV | onshore wind | Summer Peak | 0.16223 | 0.1641 | 0.15134 | 0.1377 | 0.12326 | 0.10792 | 0.081892 | 0.07418 | 0.06882 | 0.068508 | 0.084785 | 0.12258 | 0.1576 | 0.16013 | 0.16736 | 0.19231 | 0.21071 | 0.19696 | 0.19342 | 0.18494 | 0.1736 | 0.16798 | 0.16747 | 0.17751 | 3.4973 | 18 | 62.9514 | 0.21071
NV | onshore wind | Winter Peak | 0.29263 | 0.28781 | 0.27704 | 0.27347 | 0.26496 | 0.25917 | 0.26025 | 0.25844 | 0.25719 | 0.2535 | 0.26229 | 0.27676 | 0.28033 | 0.28141 | 0.28288 | 0.29995 | 0.31487 | 0.3181 | 0.30369 | 0.29088 | 0.28849 | 0.28039 | 0.26025 | 0.24341 | 6.6682 | 9 | 60.0135 | 0.3181
NV | petroleum | Winter | 1.3086e-06 | 1.3086e-06 | 1.3086e-06 | 1.3086e-06 | 1.3086e-06 | 1.3086e-06 | 1.3086e-06 | 1.3086e-06 | 1.3086e-06 | 1.3086e-06 | 1.3086e-06 | 1.3086e-06 | 1.3086e-06 | 1.3086e-06 | 1.3086e-06 | 1.3086e-06 | 1.3086e-06 | 1.3086e-06 | 1.3086e-06 | 1.3086e-06 | 1.3086e-06 | 1.3086e-06 | 1.3086e-06 | 1.3086e-06 | 3.1406e-05 | 106 | 0.0033291 | 1.3086e-06
NV | petroleum | Spring | 1.3086e-06 | 1.3086e-06 | 1.3086e-06 | 1.3086e-06 | 1.3086e-06 | 1.3086e-06 | 1.3086e-06 | 1.3086e-06 | 1.3086e-06 | 1.3086e-06 | 1.3086e-06 | 1.3086e-06 | 1.3086e-06 | 1.3086e-06 | 1.3086e-06 | 1.3086e-06 | 1.3086e-06 | 1.3086e-06 | 1.3086e-06 | 1.3086e-06 | 1.3086e-06 | 1.3086e-06 | 1.3086e-06 | 1.3086e-06 | 3.1406e-05 | 108 | 0.0033919 | 1.3086e-06
NV | petroleum | Summer | 1.3086e-06 | 1.3086e-06 | 1.3086e-06 | 1.3086e-06 | 1.3086e-06 | 1.3086e-06 | 1.3086e-06 | 1.3086e-06 | 1.3086e-06 | 1.3086e-06 | 1.3086e-06 | 1.3086e-06 | 1.3086e-06 | 1.3086e-06 | 1.3086e-06 | 1.3086e-06 | 1.3086e-06 | 0.11689 | 0.11689 | 1.3086e-06 | 1.3086e-06 | 1.3086e-06 | 1.3086e-06 | 1.3086e-06 | 0.23381 | 39 | 9.1186 | 0.11689
NV | petroleum | Fall | 1.3086e-06 | 1.3086e-06 | 1.3086e-06 | 1.3086e-06 | 1.3086e-06 | 1.3086e-06 | 1.3086e-06 | 1.3086e-06 | 1.3086e-06 | 1.3086e-06 | 1.3086e-06 | 1.3086e-06 | 1.3086e-06 | 1.3086e-06 | 1.3086e-06 | 1.3086e-06 | 1.3086e-06 | 0.96487 | 0.96487 | 0.49572 | 1.3086e-06 | 1.3086e-06 | 1.3086e-06 | 1.3086e-06 | 2.4255 | 85 | 206.1654 | 0.96487
NV | petroleum | Summer Peak | 1.3086e-06 | 1.3086e-06 | 1.3086e-06 | 1.3086e-06 | 1.3086e-06 | 1.3086e-06 | 1.3086e-06 | 1.3086e-06 | 1.3086e-06 | 1.3086e-06 | 1.3086e-06 | 1.3086e-06 | 1.3086e-06 | 1.3086e-06 | 1.3086e-06 | 1.3086e-06 | 1.3086e-06 | 1 | 1 | 1 | 1.3086e-06 | 1.3086e-06 | 1.3086e-06 | 1.3086e-06 | 3 | 18 | 54.0005 | 1
NV | petroleum | Winter Peak | 1.3086e-06 | 1.3086e-06 | 1.3086e-06 | 1.3086e-06 | 1.3086e-06 | 1.3086e-06 | 1.3086e-06 | 1.3086e-06 | 1.3086e-06 | 1.3086e-06 | 1.3086e-06 | 1.3086e-06 | 1.3086e-06 | 1.3086e-06 | 1.3086e-06 | 1.3086e-06 | 1.3086e-06 | 1.3086e-06 | 1.3086e-06 | 1.3086e-06 | 1.3086e-06 | 1.3086e-06 | 1.3086e-06 | 1.3086e-06 | 3.1406e-05 | 9 | 0.00028266 | 1.3086e-06
NV | pumped hydro | Winter | 0.050786 | 0.031782 | 0.011015 | 0.0036035 | 0.0015851 | 0.005556 | 0.040084 | 0.033931 | 0.015151 | 0.0089085 | 0.0017651 | 0.0025064 | 0.0017282 | 0.0011129 | 0.0006206 | 0.00067935 | 0.0057153 | 0.12696 | 0.27549 | 0.26941 | 0.19322 | 0.12361 | 0.087958 | 0.059443 | 1.3526 | 106 | 143.3779 | 0.27549
NV | pumped hydro | Spring | 0.13406 | 0.089046 | 0.043601 | 0.027674 | 0.022308 | 0.021574 | 0.03002 | 0.021769 | 0.01624 | 0.0019417 | 0.0019339 | 0.0016268 | 0.0017358 | 0.0033852 | 0.0067275 | 0.010701 | 0.041979 | 0.14699 | 0.34078 | 0.37694 | 0.3594 | 0.20445 | 0.15713 | 0.1425 | 2.2045 | 108 | 238.087 | 0.37694
NV | pumped hydro | Summer | 0.088023 | 0.039339 | 0.016514 | 0.0093124 | 0.0054294 | 0.0038308 | 0.0031176 | 0.0012654 | 0.00015248 | 2.3472e-05 | 0.00083549 | 0.022595 | 0.10315 | 0.18902 | 0.2678 | 0.35551 | 0.45477 | 0.53128 | 0.58425 | 0.58312 | 0.54844 | 0.32976 | 0.16117 | 0.12689 | 4.4256 | 39 | 172.5985 | 0.58425
NV | pumped hydro | Fall | 0.087977 | 0.062359 | 0.024155 | 0.0062008 | 0.0025893 | 0.0017164 | 0.0023704 | 0.0063496 | 0.0078345 | 0.00033795 | 0.00071655 | 0.00089718 | 0.0046131 | 0.012083 | 0.021131 | 0.03584 | 0.098139 | 0.31041 | 0.39754 | 0.41951 | 0.24537 | 0.15513 | 0.1382 | 0.11573 | 2.1572 | 85 | 183.3622 | 0.41951
NV | pumped hydro | Summer Peak | 0.13154 | 0.040447 | 0 | 0 | 0 | 0 | 0 | 0 | 0 | 0.00043189 | 0.0018473 | 0.083516 | 0.34412 | 0.45311 | 0.54917 | 0.60615 | 0.63472 | 0.64234 | 0.639 | 0.63262 | 0.72697 | 0.67088 | 0.19429 | 0.14993 | 6.5011 | 18 | 117.0194 | 0.72697
NV | pumped hydro | Winter Peak | 0.0047638 | 0.0026573 | 0.0018473 | 0.0018473 | 0 | 0.094888 | 0.19155 | 0.14615 | 0.0043146 | 0.012964 | 0.003345 | 0.0052486 | 0.0036945 | 0 | 0 | 0 | 0.0048896 | 0.20752 | 0.3746 | 0.38504 | 0.33367 | 0.19894 | 0.069298 | 0.020111 | 2.0674 | 9 | 18.6062 | 0.38504
NV | smr | Winter | 0.9 | 0.9 | 0.9 | 0.9 | 0.9 | 0.9 | 0.9 | 0.9 | 0.9 | 0.9 | 0.9 | 0.9 | 0.9 | 0.9 | 0.9 | 0.9 | 0.9 | 0.9 | 0.9 | 0.9 | 0.9 | 0.9 | 0.9 | 0.9 | 21.6 | 106 | 2289.6 | 0.9
NV | smr | Spring | 0.9 | 0.9 | 0.9 | 0.9 | 0.9 | 0.9 | 0.9 | 0.9 | 0.9 | 0.9 | 0.9 | 0.9 | 0.9 | 0.9 | 0.9 | 0.9 | 0.9 | 0.9 | 0.9 | 0.9 | 0.9 | 0.9 | 0.9 | 0.9 | 21.6 | 108 | 2332.8 | 0.9
NV | smr | Summer | 0.9 | 0.9 | 0.9 | 0.9 | 0.9 | 0.9 | 0.9 | 0.9 | 0.9 | 0.9 | 0.9 | 0.9 | 0.9 | 0.9 | 0.9 | 0.9 | 0.9 | 0.9 | 0.9 | 0.9 | 0.9 | 0.9 | 0.9 | 0.9 | 21.6 | 39 | 842.4 | 0.9
NV | smr | Fall | 0.9 | 0.9 | 0.9 | 0.9 | 0.9 | 0.9 | 0.9 | 0.9 | 0.9 | 0.9 | 0.9 | 0.9 | 0.9 | 0.9 | 0.9 | 0.9 | 0.9 | 0.9 | 0.9 | 0.9 | 0.9 | 0.9 | 0.9 | 0.9 | 21.6 | 85 | 1836 | 0.9
NV | smr | Summer Peak | 0.9 | 0.9 | 0.9 | 0.9 | 0.9 | 0.9 | 0.9 | 0.9 | 0.9 | 0.9 | 0.9 | 0.9 | 0.9 | 0.9 | 0.9 | 0.9 | 0.9 | 0.9 | 0.9 | 0.9 | 0.9 | 0.9 | 0.9 | 0.9 | 21.6 | 18 | 388.8 | 0.9
NV | smr | Winter Peak | 0.9 | 0.9 | 0.9 | 0.9 | 0.9 | 0.9 | 0.9 | 0.9 | 0.9 | 0.9 | 0.9 | 0.9 | 0.9 | 0.9 | 0.9 | 0.9 | 0.9 | 0.9 | 0.9 | 0.9 | 0.9 | 0.9 | 0.9 | 0.9 | 21.6 | 9 | 194.4 | 0.9
NV | solar pv dist | Winter | 0 | 0 | 0 | 0 | 0.0049337 | 0.019033 | 0.46504 | 0.57824 | 0.59611 | 0.57873 | 0.56606 | 0.55996 | 0.56494 | 0.64926 | 0.59934 | 0.44569 | 0.20816 | 0.069977 | 0 | 0 | 0 | 0 | 0 | 0 | 5.9055 | 106 | 625.9818 | 0.64926
NV | solar pv dist | Spring | 0 | 0 | 0 | 0 | 0.00024989 | 0.0019923 | 0.21199 | 0.43961 | 0.50252 | 0.48879 | 0.47136 | 0.46785 | 0.4796 | 0.60338 | 0.48619 | 0.21569 | 0.035627 | 0.0041873 | 0 | 0 | 0 | 0 | 0 | 0 | 4.409 | 108 | 476.1754 | 0.60338
NV | solar pv dist | Summer | 0 | 0 | 0 | 0 | 0.0001543 | 0.0016692 | 0.08684 | 0.23624 | 0.31969 | 0.34553 | 0.34787 | 0.34724 | 0.32743 | 0.3599 | 0.30987 | 0.15747 | 0.039635 | 0.011946 | 0 | 0 | 0 | 0 | 0 | 0 | 2.8915 | 39 | 112.7684 | 0.3599
NV | solar pv dist | Fall | 0 | 0 | 0 | 0 | 0.0060282 | 0.021024 | 0.48867 | 0.55553 | 0.56932 | 0.56805 | 0.56332 | 0.55626 | 0.53719 | 0.57915 | 0.5574 | 0.4721 | 0.26891 | 0.088834 | 0 | 0 | 0 | 0 | 0 | 0 | 5.8318 | 85 | 495.7006 | 0.57915
NV | solar pv dist | Summer Peak | 0 | 0 | 0 | 0 | 0.0066051 | 0.026035 | 0.44089 | 0.4908 | 0.54099 | 0.54686 | 0.5174 | 0.49576 | 0.46922 | 0.49914 | 0.48911 | 0.43412 | 0.28483 | 0.097638 | 0 | 0 | 0 | 0 | 0 | 0 | 5.3394 | 18 | 96.1092 | 0.54686
NV | solar pv dist | Winter Peak | 0 | 0 | 0 | 0 | 0 | 0 | 0.094923 | 0.23002 | 0.22546 | 0.30509 | 0.26631 | 0.2248 | 0.17507 | 0.20206 | 0.23509 | 0.096888 | 0.0084286 | 0 | 0 | 0 | 0 | 0 | 0 | 0 | 2.0641 | 9 | 18.5773 | 0.30509
NV | solar pv | Winter | 0 | 0 | 0 | 7.1623e-07 | 0.035734 | 0.26077 | 0.6083 | 0.81881 | 0.85813 | 0.84031 | 0.82142 | 0.80958 | 0.81378 | 0.81879 | 0.79337 | 0.64422 | 0.35482 | 0.0797 | 2.6262e-06 | 0 | 0 | 0 | 0 | 0 | 8.5577 | 106 | 907.121 | 0.85813
NV | solar pv | Spring | 0 | 0 | 0 | 0 | 0.0012304 | 0.018154 | 0.1822 | 0.51179 | 0.663 | 0.6551 | 0.6323 | 0.61432 | 0.63182 | 0.64424 | 0.5806 | 0.31285 | 0.06505 | 0.0041454 | 0 | 0 | 0 | 0 | 0 | 0 | 5.5168 | 108 | 595.8143 | 0.663
NV | solar pv | Summer | 0 | 0 | 0 | 0 | 0.00080787 | 0.017382 | 0.077503 | 0.25315 | 0.39672 | 0.43552 | 0.45287 | 0.43794 | 0.41758 | 0.38603 | 0.34485 | 0.19094 | 0.051829 | 0.011875 | 6.4889e-07 | 0 | 0 | 0 | 0 | 0 | 3.475 | 39 | 135.5247 | 0.45287
NV | solar pv | Fall | 0 | 0 | 0 | 2.9773e-06 | 0.041167 | 0.33233 | 0.67576 | 0.8028 | 0.8324 | 0.82488 | 0.81339 | 0.79865 | 0.78652 | 0.7797 | 0.75786 | 0.67564 | 0.43931 | 0.13165 | 9.825e-06 | 0 | 0 | 0 | 0 | 0 | 8.6921 | 85 | 738.8249 | 0.8324
NV | solar pv | Summer Peak | 0 | 0 | 0 | 0 | 0.031011 | 0.34424 | 0.64045 | 0.74465 | 0.79163 | 0.7888 | 0.7705 | 0.74346 | 0.72433 | 0.70236 | 0.6791 | 0.61176 | 0.46923 | 0.16686 | 1.1247e-05 | 0 | 0 | 0 | 0 | 0 | 8.2084 | 18 | 147.751 | 0.79163
NV | solar pv | Winter Peak | 0 | 0 | 0 | 0 | 0 | 0 | 0.021218 | 0.18905 | 0.27756 | 0.25047 | 0.25806 | 0.2441 | 0.21189 | 0.18508 | 0.17017 | 0.090781 | 0.0033995 | 0 | 0 | 0 | 0 | 0 | 0 | 0 | 1.9018 | 9 | 17.1161 | 0.27756
NV | solar thermal | Winter | 0 | 0 | 0 | 0 | 0.013372 | 0.10687 | 0.25125 | 0.34425 | 0.36583 | 0.36001 | 0.35194 | 0.34569 | 0.34645 | 0.34816 | 0.34022 | 0.28507 | 0.16691 | 0.045829 | 4.6512e-06 | 0 | 0 | 0 | 0 | 0 | 3.6719 | 106 | 389.218 | 0.36583
NV | solar thermal | Spring | 0 | 0 | 0 | 0 | 0.00052042 | 0.0078976 | 0.071152 | 0.20839 | 0.28339 | 0.28439 | 0.27386 | 0.26532 | 0.26955 | 0.2729 | 0.24889 | 0.13943 | 0.029107 | 0.0022369 | 0 | 0 | 0 | 0 | 0 | 0 | 2.357 | 108 | 254.5597 | 0.28439
NV | solar thermal | Summer | 0 | 0 | 0 | 0 | 0.00098606 | 0.011744 | 0.039367 | 0.11488 | 0.18415 | 0.20195 | 0.20752 | 0.19901 | 0.19461 | 0.18616 | 0.16601 | 0.098998 | 0.026737 | 0.0056003 | 0 | 0 | 0 | 0 | 0 | 0 | 1.6377 | 39 | 63.8713 | 0.20752
NV | solar thermal | Fall | 0 | 0 | 0 | 0 | 0.014698 | 0.13159 | 0.28094 | 0.34069 | 0.35803 | 0.35414 | 0.34941 | 0.34459 | 0.34125 | 0.33615 | 0.32738 | 0.29106 | 0.1977 | 0.067841 | 1.7401e-05 | 0 | 0 | 0 | 0 | 0 | 3.7355 | 85 | 317.5164 | 0.35803
NV | solar thermal | Summer Peak | 0 | 0 | 0 | 0 | 0.012874 | 0.163 | 0.30475 | 0.35449 | 0.35257 | 0.34863 | 0.34436 | 0.33762 | 0.33548 | 0.33096 | 0.3214 | 0.2907 | 0.22945 | 0.095046 | 0 | 0 | 0 | 0 | 0 | 0 | 3.8213 | 18 | 68.7838 | 0.35449
NV | solar thermal | Winter Peak | 0 | 0 | 0 | 0 | 0 | 0 | 0.0026843 | 0.058068 | 0.096415 | 0.075708 | 0.081679 | 0.084856 | 0.085568 | 0.087212 | 0.086281 | 0.040648 | 0.0016434 | 0 | 0 | 0 | 0 | 0 | 0 | 0 | 0.70076 | 9 | 6.3069 | 0.096415
NV | natural gas steam turbine | Winter | 0.1431 | 0.1431 | 0.1431 | 0.1431 | 0.1431 | 0.1431 | 0.1431 | 0.1431 | 0.1431 | 0.1431 | 0.1431 | 0.1431 | 0.1431 | 0.1431 | 0.1431 | 0.1431 | 0.1431 | 0.1431 | 0.1431 | 0.1431 | 0.1431 | 0.1431 | 0.1431 | 0.1431 | 3.4344 | 106 | 364.0464 | 0.1431
NV | natural gas steam turbine | Spring | 0.1431 | 0.1431 | 0.1431 | 0.1431 | 0.1431 | 0.1431 | 0.1431 | 0.1431 | 0.1431 | 0.1431 | 0.1431 | 0.1431 | 0.1431 | 0.1431 | 0.1431 | 0.1431 | 0.1431 | 0.1431 | 0.1431 | 0.1431 | 0.1431 | 0.1431 | 0.1431 | 0.1431 | 3.4344 | 108 | 370.9152 | 0.1431
NV | natural gas steam turbine | Summer | 0.1431 | 0.1431 | 0.1431 | 0.1431 | 0.1431 | 0.1431 | 0.1431 | 0.1431 | 0.1431 | 0.1431 | 0.1431 | 0.1431 | 0.1431 | 0.1431 | 0.1431 | 0.1431 | 0.1431 | 0.1431 | 0.1431 | 0.1431 | 0.1431 | 0.1431 | 0.1431 | 0.1431 | 3.4344 | 39 | 133.9416 | 0.1431
NV | natural gas steam turbine | Fall | 0.1431 | 0.1431 | 0.1431 | 0.1431 | 0.1431 | 0.1431 | 0.1431 | 0.1431 | 0.1431 | 0.1431 | 0.1431 | 0.1431 | 0.1431 | 0.1431 | 0.1431 | 0.1431 | 0.1431 | 0.1431 | 0.1431 | 0.1431 | 0.1431 | 0.1431 | 0.1431 | 0.1431 | 3.4344 | 85 | 291.924 | 0.1431
NV | natural gas steam turbine | Summer Peak | 0.1431 | 0.1431 | 0.1431 | 0.1431 | 0.1431 | 0.1431 | 0.1431 | 0.1431 | 0.1431 | 0.1431 | 0.1431 | 0.1431 | 0.1431 | 0.1431 | 0.1431 | 0.1431 | 0.1431 | 0.1431 | 0.1431 | 0.1431 | 0.1431 | 0.1431 | 0.1431 | 0.1431 | 3.4344 | 18 | 61.8192 | 0.1431
NV | natural gas steam turbine | Winter Peak | 0.1431 | 0.1431 | 0.1431 | 0.1431 | 0.1431 | 0.1431 | 0.1431 | 0.1431 | 0.1431 | 0.1431 | 0.1431 | 0.1431 | 0.1431 | 0.1431 | 0.1431 | 0.1431 | 0.1431 | 0.1431 | 0.1431 | 0.1431 | 0.1431 | 0.1431 | 0.1431 | 0.1431 | 3.4344 | 9 | 30.9096 | 0.1431
NY | biomass ccs | Winter | 0.8 | 0.8 | 0.8 | 0.8 | 0.8 | 0.8 | 0.8 | 0.8 | 0.8 | 0.8 | 0.8 | 0.8 | 0.8 | 0.8 | 0.8 | 0.8 | 0.8 | 0.8 | 0.8 | 0.8 | 0.8 | 0.8 | 0.8 | 0.8 | 19.2 | 85 | 1632 | 0.8
NY | biomass ccs | Spring | 0.8 | 0.8 | 0.8 | 0.8 | 0.8 | 0.8 | 0.8 | 0.8 | 0.8 | 0.8 | 0.8 | 0.8 | 0.8 | 0.8 | 0.8 | 0.8 | 0.8 | 0.8 | 0.8 | 0.8 | 0.8 | 0.8 | 0.8 | 0.8 | 19.2 | 109 | 2092.8 | 0.8
NY | biomass ccs | Summer | 0.8 | 0.8 | 0.8 | 0.8 | 0.8 | 0.8 | 0.8 | 0.8 | 0.8 | 0.8 | 0.8 | 0.8 | 0.8 | 0.8 | 0.8 | 0.8 | 0.8 | 0.8 | 0.8 | 0.8 | 0.8 | 0.8 | 0.8 | 0.8 | 19.2 | 78 | 1497.6 | 0.8
NY | biomass ccs | Fall | 0.8 | 0.8 | 0.8 | 0.8 | 0.8 | 0.8 | 0.8 | 0.8 | 0.8 | 0.8 | 0.8 | 0.8 | 0.8 | 0.8 | 0.8 | 0.8 | 0.8 | 0.8 | 0.8 | 0.8 | 0.8 | 0.8 | 0.8 | 0.8 | 19.2 | 80 | 1536 | 0.8
NY | biomass ccs | Summer Peak | 0.8 | 0.8 | 0.8 | 0.8 | 0.8 | 0.8 | 0.8 | 0.8 | 0.8 | 0.8 | 0.8 | 0.8 | 0.8 | 0.8 | 0.8 | 0.8 | 0.8 | 0.8 | 0.8 | 0.8 | 0.8 | 0.8 | 0.8 | 0.8 | 19.2 | 8 | 153.6 | 0.8
NY | biomass ccs | Winter Peak | 0.8 | 0.8 | 0.8 | 0.8 | 0.8 | 0.8 | 0.8 | 0.8 | 0.8 | 0.8 | 0.8 | 0.8 | 0.8 | 0.8 | 0.8 | 0.8 | 0.8 | 0.8 | 0.8 | 0.8 | 0.8 | 0.8 | 0.8 | 0.8 | 19.2 | 5 | 96 | 0.8
NY | biomass | Winter | 0.5828 | 0.5828 | 0.5828 | 0.5828 | 0.5828 | 0.5828 | 0.5828 | 0.5828 | 0.5828 | 0.5828 | 0.5828 | 0.5828 | 0.5828 | 0.5828 | 0.5828 | 0.5828 | 0.5828 | 0.5828 | 0.5828 | 0.5828 | 0.5828 | 0.5828 | 0.5828 | 0.5828 | 13.9872 | 85 | 1188.912 | 0.5828
NY | biomass | Spring | 0.5828 | 0.5828 | 0.5828 | 0.5828 | 0.5828 | 0.5828 | 0.5828 | 0.5828 | 0.5828 | 0.5828 | 0.5828 | 0.5828 | 0.5828 | 0.5828 | 0.5828 | 0.5828 | 0.5828 | 0.5828 | 0.5828 | 0.5828 | 0.5828 | 0.5828 | 0.5828 | 0.5828 | 13.9872 | 109 | 1524.6048 | 0.5828
NY | biomass | Summer | 0.5828 | 0.5828 | 0.5828 | 0.5828 | 0.5828 | 0.5828 | 0.5828 | 0.5828 | 0.5828 | 0.5828 | 0.5828 | 0.5828 | 0.5828 | 0.5828 | 0.5828 | 0.5828 | 0.5828 | 0.5828 | 0.5828 | 0.5828 | 0.5828 | 0.5828 | 0.5828 | 0.5828 | 13.9872 | 78 | 1091.0016 | 0.5828
NY | biomass | Fall | 0.5828 | 0.5828 | 0.5828 | 0.5828 | 0.5828 | 0.5828 | 0.5828 | 0.5828 | 0.5828 | 0.5828 | 0.5828 | 0.5828 | 0.5828 | 0.5828 | 0.5828 | 0.5828 | 0.5828 | 0.5828 | 0.5828 | 0.5828 | 0.5828 | 0.5828 | 0.5828 | 0.5828 | 13.9872 | 80 | 1118.976 | 0.5828
NY | biomass | Summer Peak | 0.5828 | 0.5828 | 0.5828 | 0.5828 | 0.5828 | 0.5828 | 0.5828 | 0.5828 | 0.5828 | 0.5828 | 0.5828 | 0.5828 | 0.5828 | 0.5828 | 0.5828 | 0.5828 | 0.5828 | 0.5828 | 0.5828 | 0.5828 | 0.5828 | 0.5828 | 0.5828 | 0.5828 | 13.9872 | 8 | 111.8976 | 0.5828
NY | biomass | Winter Peak | 0.5828 | 0.5828 | 0.5828 | 0.5828 | 0.5828 | 0.5828 | 0.5828 | 0.5828 | 0.5828 | 0.5828 | 0.5828 | 0.5828 | 0.5828 | 0.5828 | 0.5828 | 0.5828 | 0.5828 | 0.5828 | 0.5828 | 0.5828 | 0.5828 | 0.5828 | 0.5828 | 0.5828 | 13.9872 | 5 | 69.936 | 0.5828
NY | natural gas combined cycle ccs | Winter | 0.8 | 0.8 | 0.8 | 0.8 | 0.8 | 0.8 | 0.8 | 0.8 | 0.8 | 0.8 | 0.8 | 0.8 | 0.8 | 0.8 | 0.8 | 0.8 | 0.8 | 0.8 | 0.8 | 0.8 | 0.8 | 0.8 | 0.8 | 0.8 | 19.2 | 85 | 1632 | 0.8
NY | natural gas combined cycle ccs | Spring | 0.8 | 0.8 | 0.8 | 0.8 | 0.8 | 0.8 | 0.8 | 0.8 | 0.8 | 0.8 | 0.8 | 0.8 | 0.8 | 0.8 | 0.8 | 0.8 | 0.8 | 0.8 | 0.8 | 0.8 | 0.8 | 0.8 | 0.8 | 0.8 | 19.2 | 109 | 2092.8 | 0.8
NY | natural gas combined cycle ccs | Summer | 0.8 | 0.8 | 0.8 | 0.8 | 0.8 | 0.8 | 0.8 | 0.8 | 0.8 | 0.8 | 0.8 | 0.8 | 0.8 | 0.8 | 0.8 | 0.8 | 0.8 | 0.8 | 0.8 | 0.8 | 0.8 | 0.8 | 0.8 | 0.8 | 19.2 | 78 | 1497.6 | 0.8
NY | natural gas combined cycle ccs | Fall | 0.8 | 0.8 | 0.8 | 0.8 | 0.8 | 0.8 | 0.8 | 0.8 | 0.8 | 0.8 | 0.8 | 0.8 | 0.8 | 0.8 | 0.8 | 0.8 | 0.8 | 0.8 | 0.8 | 0.8 | 0.8 | 0.8 | 0.8 | 0.8 | 19.2 | 80 | 1536 | 0.8
NY | natural gas combined cycle ccs | Summer Peak | 0.8 | 0.8 | 0.8 | 0.8 | 0.8 | 0.8 | 0.8 | 0.8 | 0.8 | 0.8 | 0.8 | 0.8 | 0.8 | 0.8 | 0.8 | 0.8 | 0.8 | 0.8 | 0.8 | 0.8 | 0.8 | 0.8 | 0.8 | 0.8 | 19.2 | 8 | 153.6 | 0.8
NY | natural gas combined cycle ccs | Winter Peak | 0.8 | 0.8 | 0.8 | 0.8 | 0.8 | 0.8 | 0.8 | 0.8 | 0.8 | 0.8 | 0.8 | 0.8 | 0.8 | 0.8 | 0.8 | 0.8 | 0.8 | 0.8 | 0.8 | 0.8 | 0.8 | 0.8 | 0.8 | 0.8 | 19.2 | 5 | 96 | 0.8
NY | natural gas combined cycle | Winter | 0.57069 | 0.54224 | 0.53232 | 0.52696 | 0.52641 | 0.53207 | 0.56702 | 0.5849 | 0.57155 | 0.57989 | 0.60507 | 0.63049 | 0.64292 | 0.6464 | 0.65914 | 0.68478 | 0.73457 | 0.78092 | 0.78619 | 0.77925 | 0.76198 | 0.73951 | 0.69473 | 0.63079 | 15.3108 | 85 | 1301.4155 | 0.78619
NY | natural gas combined cycle | Spring | 0.43853 | 0.42325 | 0.41627 | 0.41411 | 0.41318 | 0.41272 | 0.4168 | 0.4267 | 0.42878 | 0.43843 | 0.45898 | 0.47401 | 0.48092 | 0.48462 | 0.49286 | 0.50877 | 0.53893 | 0.57228 | 0.58505 | 0.58312 | 0.57105 | 0.55879 | 0.53227 | 0.48727 | 11.5577 | 109 | 1259.7871 | 0.58505
NY | natural gas combined cycle | Summer | 0.52091 | 0.49533 | 0.48377 | 0.4799 | 0.48118 | 0.48912 | 0.51687 | 0.52075 | 0.51875 | 0.51974 | 0.54399 | 0.56308 | 0.57229 | 0.5755 | 0.58351 | 0.61277 | 0.65408 | 0.69229 | 0.69818 | 0.68933 | 0.67983 | 0.65466 | 0.60645 | 0.54067 | 13.6929 | 78 | 1068.0476 | 0.69818
NY | natural gas combined cycle | Fall | 0.38812 | 0.3761 | 0.37048 | 0.36937 | 0.3702 | 0.36887 | 0.36363 | 0.35888 | 0.36314 | 0.36796 | 0.38001 | 0.39108 | 0.39498 | 0.39551 | 0.39876 | 0.4219 | 0.45682 | 0.48922 | 0.49574 | 0.49269 | 0.48167 | 0.46567 | 0.44467 | 0.41829 | 9.8238 | 80 | 785.9017 | 0.49574
NY | natural gas combined cycle | Summer Peak | 0.62319 | 0.59311 | 0.55075 | 0.54457 | 0.54454 | 0.5385 | 0.52159 | 0.54937 | 0.5629 | 0.59031 | 0.64852 | 0.71042 | 0.79752 | 0.83288 | 0.84877 | 0.87568 | 0.87568 | 0.88052 | 0.88626 | 0.87398 | 0.85645 | 0.82987 | 0.72795 | 0.63014 | 16.8935 | 8 | 135.1477 | 0.88626
NY | natural gas combined cycle | Winter Peak | 0.68628 | 0.6536 | 0.64614 | 0.64116 | 0.6412 | 0.64181 | 0.64463 | 0.65909 | 0.67745 | 0.67907 | 0.68755 | 0.68961 | 0.69079 | 0.68232 | 0.6843 | 0.69812 | 0.7542 | 0.83152 | 0.83882 | 0.83882 | 0.83882 | 0.83882 | 0.77888 | 0.67549 | 17.0985 | 5 | 85.4924 | 0.83882
NY | crude oil | Winter | 0.001 | 0.001 | 0.001 | 0.001 | 0.001 | 0.001 | 0.001 | 0.001 | 0.001 | 0.001 | 0.001 | 0.001 | 0.001 | 0.001 | 0.001 | 0.001 | 0.001 | 0.001 | 0.001 | 0.001 | 0.001 | 0.001 | 0.001 | 0.001 | 0.024 | 85 | 2.04 | 0.001
NY | crude oil | Spring | 0.001 | 0.001 | 0.001 | 0.001 | 0.001 | 0.001 | 0.001 | 0.001 | 0.001 | 0.001 | 0.001 | 0.001 | 0.001 | 0.001 | 0.001 | 0.001 | 0.001 | 0.001 | 0.001 | 0.001 | 0.001 | 0.001 | 0.001 | 0.001 | 0.024 | 109 | 2.616 | 0.001
NY | crude oil | Summer | 0.001 | 0.001 | 0.001 | 0.001 | 0.001 | 0.001 | 0.001 | 0.001 | 0.001 | 0.001 | 0.001 | 0.001 | 0.001 | 0.001 | 0.001 | 0.001 | 0.001 | 0.001 | 0.001 | 0.001 | 0.001 | 0.001 | 0.001 | 0.001 | 0.024 | 78 | 1.872 | 0.001
NY | crude oil | Fall | 0.001 | 0.001 | 0.001 | 0.001 | 0.001 | 0.001 | 0.001 | 0.001 | 0.001 | 0.001 | 0.001 | 0.001 | 0.001 | 0.001 | 0.001 | 0.001 | 0.001 | 0.001 | 0.001 | 0.001 | 0.001 | 0.001 | 0.001 | 0.001 | 0.024 | 80 | 1.92 | 0.001
NY | crude oil | Summer Peak | 0.001 | 0.001 | 0.001 | 0.001 | 0.001 | 0.001 | 0.001 | 0.001 | 0.001 | 0.001 | 0.001 | 0.001 | 0.001 | 0.001 | 0.001 | 0.001 | 0.001 | 0.001 | 0.001 | 0.001 | 0.001 | 0.001 | 0.001 | 0.001 | 0.024 | 8 | 0.192 | 0.001
NY | crude oil | Winter Peak | 0.001 | 0.001 | 0.001 | 0.001 | 0.001 | 0.001 | 0.001 | 0.001 | 0.001 | 0.001 | 0.001 | 0.001 | 0.001 | 0.001 | 0.001 | 0.001 | 0.001 | 0.001 | 0.001 | 0.001 | 0.001 | 0.001 | 0.001 | 0.001 | 0.024 | 5 | 0.12 | 0.001
NY | geothermal | Winter | 0.6595 | 0.6595 | 0.6595 | 0.6595 | 0.6595 | 0.6595 | 0.6595 | 0.6595 | 0.6595 | 0.6595 | 0.6595 | 0.6595 | 0.6595 | 0.6595 | 0.6595 | 0.6595 | 0.6595 | 0.6595 | 0.6595 | 0.6595 | 0.6595 | 0.6595 | 0.6595 | 0.6595 | 15.828 | 85 | 1345.38 | 0.6595
NY | geothermal | Spring | 0.6595 | 0.6595 | 0.6595 | 0.6595 | 0.6595 | 0.6595 | 0.6595 | 0.6595 | 0.6595 | 0.6595 | 0.6595 | 0.6595 | 0.6595 | 0.6595 | 0.6595 | 0.6595 | 0.6595 | 0.6595 | 0.6595 | 0.6595 | 0.6595 | 0.6595 | 0.6595 | 0.6595 | 15.828 | 109 | 1725.252 | 0.6595
NY | geothermal | Summer | 0.6595 | 0.6595 | 0.6595 | 0.6595 | 0.6595 | 0.6595 | 0.6595 | 0.6595 | 0.6595 | 0.6595 | 0.6595 | 0.6595 | 0.6595 | 0.6595 | 0.6595 | 0.6595 | 0.6595 | 0.6595 | 0.6595 | 0.6595 | 0.6595 | 0.6595 | 0.6595 | 0.6595 | 15.828 | 78 | 1234.584 | 0.6595
NY | geothermal | Fall | 0.6595 | 0.6595 | 0.6595 | 0.6595 | 0.6595 | 0.6595 | 0.6595 | 0.6595 | 0.6595 | 0.6595 | 0.6595 | 0.6595 | 0.6595 | 0.6595 | 0.6595 | 0.6595 | 0.6595 | 0.6595 | 0.6595 | 0.6595 | 0.6595 | 0.6595 | 0.6595 | 0.6595 | 15.828 | 80 | 1266.24 | 0.6595
NY | geothermal | Summer Peak | 0.6595 | 0.6595 | 0.6595 | 0.6595 | 0.6595 | 0.6595 | 0.6595 | 0.6595 | 0.6595 | 0.6595 | 0.6595 | 0.6595 | 0.6595 | 0.6595 | 0.6595 | 0.6595 | 0.6595 | 0.6595 | 0.6595 | 0.6595 | 0.6595 | 0.6595 | 0.6595 | 0.6595 | 15.828 | 8 | 126.624 | 0.6595
NY | geothermal | Winter Peak | 0.6595 | 0.6595 | 0.6595 | 0.6595 | 0.6595 | 0.6595 | 0.6595 | 0.6595 | 0.6595 | 0.6595 | 0.6595 | 0.6595 | 0.6595 | 0.6595 | 0.6595 | 0.6595 | 0.6595 | 0.6595 | 0.6595 | 0.6595 | 0.6595 | 0.6595 | 0.6595 | 0.6595 | 15.828 | 5 | 79.14 | 0.6595
NY | hard coal ccs | Winter | 0.8 | 0.8 | 0.8 | 0.8 | 0.8 | 0.8 | 0.8 | 0.8 | 0.8 | 0.8 | 0.8 | 0.8 | 0.8 | 0.8 | 0.8 | 0.8 | 0.8 | 0.8 | 0.8 | 0.8 | 0.8 | 0.8 | 0.8 | 0.8 | 19.2 | 85 | 1632 | 0.8
NY | hard coal ccs | Spring | 0.8 | 0.8 | 0.8 | 0.8 | 0.8 | 0.8 | 0.8 | 0.8 | 0.8 | 0.8 | 0.8 | 0.8 | 0.8 | 0.8 | 0.8 | 0.8 | 0.8 | 0.8 | 0.8 | 0.8 | 0.8 | 0.8 | 0.8 | 0.8 | 19.2 | 109 | 2092.8 | 0.8
NY | hard coal ccs | Summer | 0.8 | 0.8 | 0.8 | 0.8 | 0.8 | 0.8 | 0.8 | 0.8 | 0.8 | 0.8 | 0.8 | 0.8 | 0.8 | 0.8 | 0.8 | 0.8 | 0.8 | 0.8 | 0.8 | 0.8 | 0.8 | 0.8 | 0.8 | 0.8 | 19.2 | 78 | 1497.6 | 0.8
NY | hard coal ccs | Fall | 0.8 | 0.8 | 0.8 | 0.8 | 0.8 | 0.8 | 0.8 | 0.8 | 0.8 | 0.8 | 0.8 | 0.8 | 0.8 | 0.8 | 0.8 | 0.8 | 0.8 | 0.8 | 0.8 | 0.8 | 0.8 | 0.8 | 0.8 | 0.8 | 19.2 | 80 | 1536 | 0.8
NY | hard coal ccs | Summer Peak | 0.8 | 0.8 | 0.8 | 0.8 | 0.8 | 0.8 | 0.8 | 0.8 | 0.8 | 0.8 | 0.8 | 0.8 | 0.8 | 0.8 | 0.8 | 0.8 | 0.8 | 0.8 | 0.8 | 0.8 | 0.8 | 0.8 | 0.8 | 0.8 | 19.2 | 8 | 153.6 | 0.8
NY | hard coal ccs | Winter Peak | 0.8 | 0.8 | 0.8 | 0.8 | 0.8 | 0.8 | 0.8 | 0.8 | 0.8 | 0.8 | 0.8 | 0.8 | 0.8 | 0.8 | 0.8 | 0.8 | 0.8 | 0.8 | 0.8 | 0.8 | 0.8 | 0.8 | 0.8 | 0.8 | 19.2 | 5 | 96 | 0.8
NY | hard coal | Winter | 0.43299 | 0.41452 | 0.41452 | 0.40612 | 0.40223 | 0.43245 | 0.4787 | 0.50738 | 0.49509 | 0.50127 | 0.55416 | 0.56935 | 0.56352 | 0.55748 | 0.56991 | 0.60887 | 0.68061 | 0.69498 | 0.69637 | 0.69637 | 0.69637 | 0.69637 | 0.62728 | 0.52841 | 13.2253 | 85 | 1124.1541 | 0.69637
NY | hard coal | Spring | 0.31464 | 0.29222 | 0.28902 | 0.28902 | 0.28902 | 0.30819 | 0.32017 | 0.33056 | 0.33375 | 0.36876 | 0.40102 | 0.42024 | 0.43151 | 0.44111 | 0.45662 | 0.47278 | 0.54989 | 0.61299 | 0.61299 | 0.61329 | 0.61136 | 0.59847 | 0.51918 | 0.39943 | 10.2762 | 109 | 1120.1089 | 0.61329
NY | hard coal | Summer | 0.37496 | 0.3593 | 0.3539 | 0.35483 | 0.35483 | 0.39502 | 0.43265 | 0.4504 | 0.43301 | 0.43324 | 0.4735 | 0.4916 | 0.49167 | 0.48377 | 0.48917 | 0.54598 | 0.60361 | 0.64606 | 0.64606 | 0.64606 | 0.64606 | 0.63922 | 0.58839 | 0.47731 | 11.8106 | 78 | 921.227 | 0.64606
NY | hard coal | Fall | 0.25415 | 0.23238 | 0.22803 | 0.22803 | 0.22803 | 0.23674 | 0.23646 | 0.2585 | 0.26713 | 0.28027 | 0.29554 | 0.32831 | 0.33709 | 0.33709 | 0.33495 | 0.35023 | 0.43301 | 0.49117 | 0.50377 | 0.50266 | 0.49396 | 0.47219 | 0.39902 | 0.31068 | 8.0394 | 80 | 643.1525 | 0.50377
NY | hard coal | Summer Peak | 0.76052 | 0.74275 | 0.69846 | 0.69846 | 0.69846 | 0.65493 | 0.65493 | 0.67707 | 0.69922 | 0.74275 | 0.85348 | 0.87562 | 0.87562 | 0.87562 | 0.87562 | 0.87562 | 0.87562 | 0.87562 | 0.87562 | 0.87562 | 0.87562 | 0.87562 | 0.87562 | 0.80919 | 19.1977 | 8 | 153.5814 | 0.87562
NY | hard coal | Winter Peak | 0.37139 | 0.30174 | 0.30174 | 0.30174 | 0.30174 | 0.30174 | 0.30174 | 0.30174 | 0.30174 | 0.30174 | 0.30174 | 0.30174 | 0.37139 | 0.30174 | 0.31049 | 0.37139 | 0.5107 | 0.58035 | 0.58035 | 0.58035 | 0.58035 | 0.58035 | 0.5107 | 0.30174 | 9.2704 | 5 | 46.3521 | 0.58035
NY | heavy or residual fuel oil | Winter | 0.050819 | 0.045405 | 0.045112 | 0.04501 | 0.04501 | 0.04501 | 0.04501 | 0.045104 | 0.045178 | 0.045335 | 0.045629 | 0.045859 | 0.046368 | 0.046775 | 0.047801 | 0.053501 | 0.067013 | 0.096664 | 0.1092 | 0.10892 | 0.097412 | 0.08266 | 0.077274 | 0.064369 | 1.4464 | 85 | 122.9473 | 0.1092
NY | heavy or residual fuel oil | Spring | 0.025311 | 0.019025 | 0.016255 | 0.015287 | 0.014859 | 0.013709 | 0.011732 | 0.011594 | 0.011565 | 0.011735 | 0.011993 | 0.011933 | 0.012118 | 0.012984 | 0.014099 | 0.01709 | 0.024588 | 0.048745 | 0.062092 | 0.062268 | 0.060736 | 0.059038 | 0.052558 | 0.038276 | 0.63959 | 109 | 69.7152 | 0.062268
NY | heavy or residual fuel oil | Summer | 0.079092 | 0.065376 | 0.057392 | 0.053455 | 0.048736 | 0.044059 | 0.04373 | 0.043996 | 0.044208 | 0.044462 | 0.045924 | 0.051669 | 0.059442 | 0.066027 | 0.073283 | 0.08234 | 0.1059 | 0.14555 | 0.17722 | 0.13707 | 0.12637 | 0.12204 | 0.11533 | 0.098004 | 1.9307 | 78 | 150.5926 | 0.17722
NY | heavy or residual fuel oil | Fall | 0.035653 | 0.029497 | 0.026441 | 0.025145 | 0.024851 | 0.024269 | 0.020994 | 0.020595 | 0.021083 | 0.02131 | 0.021682 | 0.022674 | 0.024528 | 0.026822 | 0.028886 | 0.037449 | 0.068371 | 0.082431 | 0.083523 | 0.080225 | 0.075364 | 0.073101 | 0.061564 | 0.045223 | 0.98168 | 80 | 78.5345 | 0.083523
NY | heavy or residual fuel oil | Summer Peak | 0.088387 | 0.070244 | 0.058767 | 0.058767 | 0.058767 | 0.058767 | 0.058767 | 0.058767 | 0.058767 | 0.058767 | 0.058767 | 0.058767 | 0.071064 | 0.091942 | 0.11235 | 0.11936 | 0.15911 | 0.19098 | 0.30088 | 0.18769 | 0.1835 | 0.15642 | 0.13937 | 0.12879 | 2.5878 | 8 | 20.7022 | 0.30088
NY | heavy or residual fuel oil | Winter Peak | 0.050482 | 0.050482 | 0.050482 | 0.050482 | 0.050482 | 0.050482 | 0.050482 | 0.050482 | 0.050482 | 0.050482 | 0.050482 | 0.050482 | 0.050482 | 0.050482 | 0.050482 | 0.072079 | 0.076733 | 0.41509 | 0.42703 | 0.40844 | 0.30374 | 0.25046 | 0.10209 | 0.085096 | 2.898 | 5 | 14.4899 | 0.42703
NY | hydro | Winter | 0.63065 | 0.59656 | 0.57684 | 0.57177 | 0.57738 | 0.5987 | 0.63974 | 0.65314 | 0.65904 | 0.66999 | 0.68746 | 0.69945 | 0.69961 | 0.68349 | 0.68862 | 0.71233 | 0.73259 | 0.73691 | 0.73691 | 0.73691 | 0.73691 | 0.73691 | 0.72351 | 0.68172 | 16.1671 | 85 | 1374.2077 | 0.73691
NY | hydro | Spring | 0.59663 | 0.57292 | 0.56325 | 0.5595 | 0.56596 | 0.58533 | 0.60735 | 0.61531 | 0.62815 | 0.6419 | 0.65976 | 0.6725 | 0.67244 | 0.67068 | 0.67523 | 0.69322 | 0.71713 | 0.72882 | 0.73051 | 0.73051 | 0.7301 | 0.7274 | 0.71773 | 0.66986 | 15.7322 | 109 | 1714.8071 | 0.73051
NY | hydro | Summer | 0.62808 | 0.59759 | 0.585 | 0.58078 | 0.58708 | 0.61393 | 0.64062 | 0.65381 | 0.65234 | 0.66244 | 0.67806 | 0.69208 | 0.68467 | 0.67533 | 0.68191 | 0.70338 | 0.72873 | 0.7343 | 0.73551 | 0.7343 | 0.7343 | 0.7343 | 0.72578 | 0.68147 | 16.1258 | 78 | 1257.8135 | 0.73551
NY | hydro | Fall | 0.59028 | 0.56315 | 0.55129 | 0.55151 | 0.56442 | 0.5961 | 0.60535 | 0.60139 | 0.60464 | 0.6228 | 0.64074 | 0.64353 | 0.64702 | 0.65076 | 0.656 | 0.67891 | 0.71331 | 0.72473 | 0.72473 | 0.72473 | 0.72473 | 0.72445 | 0.72005 | 0.67667 | 15.5013 | 80 | 1240.1016 | 0.72473
NY | hydro | Summer Peak | 0.70324 | 0.64015 | 0.56378 | 0.56636 | 0.55405 | 0.55652 | 0.55132 | 0.65474 | 0.70324 | 0.70324 | 0.70324 | 0.72494 | 0.72494 | 0.72494 | 0.72494 | 0.72494 | 0.72494 | 0.72494 | 0.72494 | 0.72494 | 0.72494 | 0.72494 | 0.72494 | 0.70324 | 16.3023 | 8 | 130.4188 | 0.72494
NY | hydro | Winter Peak | 0.73084 | 0.60573 | 0.56905 | 0.60571 | 0.592 | 0.57195 | 0.62212 | 0.60573 | 0.60573 | 0.63235 | 0.7254 | 0.71096 | 0.71591 | 0.64901 | 0.69881 | 0.72864 | 0.75263 | 0.75263 | 0.75263 | 0.75263 | 0.75263 | 0.75263 | 0.75263 | 0.71591 | 16.3543 | 5 | 81.7713 | 0.75263
NY | hydrogen combined cycle | Winter | 0.53487 | 0.52148 | 0.51672 | 0.5151 | 0.51625 | 0.5339 | 0.58803 | 0.60137 | 0.56898 | 0.55709 | 0.5621 | 0.56091 | 0.55551 | 0.54766 | 0.55376 | 0.5845 | 0.63833 | 0.69232 | 0.69986 | 0.69949 | 0.69572 | 0.67529 | 0.62859 | 0.57019 | 14.118 | 85 | 1200.0315 | 0.69986
NY | hydrogen combined cycle | Spring | 0.31251 | 0.30373 | 0.30258 | 0.30224 | 0.30285 | 0.29679 | 0.29183 | 0.29595 | 0.30033 | 0.30314 | 0.31112 | 0.31673 | 0.31857 | 0.31957 | 0.32079 | 0.327 | 0.34236 | 0.37147 | 0.38181 | 0.3816 | 0.3753 | 0.36702 | 0.35447 | 0.33676 | 7.8365 | 109 | 854.1812 | 0.38181
NY | hydrogen combined cycle | Summer | 0.41086 | 0.37822 | 0.35959 | 0.35305 | 0.35026 | 0.33481 | 0.32197 | 0.32825 | 0.35187 | 0.38321 | 0.42788 | 0.47341 | 0.50875 | 0.5289 | 0.54146 | 0.55508 | 0.58337 | 0.60253 | 0.60873 | 0.59594 | 0.5726 | 0.55178 | 0.51345 | 0.45515 | 11.0911 | 78 | 865.1062 | 0.60873
NY | hydrogen combined cycle | Fall | 0.28326 | 0.26768 | 0.26395 | 0.26266 | 0.26427 | 0.27446 | 0.26645 | 0.26302 | 0.26767 | 0.27356 | 0.2912 | 0.30187 | 0.30573 | 0.30725 | 0.31567 | 0.34103 | 0.36384 | 0.37276 | 0.37447 | 0.36831 | 0.36024 | 0.35072 | 0.33816 | 0.30539 | 7.3836 | 80 | 590.6888 | 0.37447
NY | hydrogen combined cycle | Summer Peak | 0.47236 | 0.39275 | 0.39275 | 0.39275 | 0.39275 | 0.35899 | 0.35537 | 0.35537 | 0.43974 | 0.50213 | 0.53495 | 0.63221 | 0.71075 | 0.71075 | 0.74358 | 0.75209 | 0.82995 | 0.85544 | 0.85544 | 0.85278 | 0.78309 | 0.76079 | 0.54155 | 0.52028 | 14.1386 | 8 | 113.1091 | 0.85544
NY | hydrogen combined cycle | Winter Peak | 0.63349 | 0.61804 | 0.62375 | 0.62375 | 0.62375 | 0.62781 | 0.68963 | 0.70508 | 0.70508 | 0.71075 | 0.71075 | 0.73166 | 0.70936 | 0.7104 | 0.70936 | 0.74358 | 0.7764 | 0.85544 | 0.85544 | 0.85544 | 0.81592 | 0.78309 | 0.76214 | 0.71075 | 17.2908 | 5 | 86.4541 | 0.85544
NY | hydrogen ct | Winter | 0.18419 | 0.1616 | 0.15051 | 0.14626 | 0.14341 | 0.12608 | 0.1212 | 0.12739 | 0.12551 | 0.12602 | 0.12909 | 0.14806 | 0.15801 | 0.16131 | 0.17054 | 0.20786 | 0.25461 | 0.39031 | 0.43335 | 0.36874 | 0.34626 | 0.28636 | 0.24328 | 0.21446 | 4.9244 | 85 | 418.5765 | 0.43335
NY | hydrogen ct | Spring | 0.1759 | 0.16306 | 0.14926 | 0.14448 | 0.14038 | 0.12845 | 0.10691 | 0.10741 | 0.10705 | 0.10742 | 0.11012 | 0.11567 | 0.12501 | 0.13174 | 0.13841 | 0.15888 | 0.20178 | 0.26937 | 0.28918 | 0.2646 | 0.24599 | 0.23015 | 0.21626 | 0.2001 | 4.0276 | 109 | 439.0075 | 0.28918
NY | hydrogen ct | Summer | 0.19039 | 0.17022 | 0.15957 | 0.154 | 0.14661 | 0.12808 | 0.12601 | 0.12864 | 0.12769 | 0.12904 | 0.13474 | 0.143 | 0.15805 | 0.16484 | 0.18326 | 0.22034 | 0.28716 | 0.37673 | 0.39068 | 0.34855 | 0.31984 | 0.28854 | 0.25123 | 0.2146 | 4.9418 | 78 | 385.4616 | 0.39068
NY | hydrogen ct | Fall | 0.17459 | 0.15877 | 0.15015 | 0.14375 | 0.14257 | 0.10989 | 0.082848 | 0.080701 | 0.080853 | 0.08261 | 0.083956 | 0.086877 | 0.086251 | 0.092434 | 0.093815 | 0.11906 | 0.18038 | 0.22958 | 0.23101 | 0.22543 | 0.21656 | 0.21269 | 0.19629 | 0.1829 | 3.444 | 80 | 275.5176 | 0.23101
NY | hydrogen ct | Summer Peak | 0.18587 | 0.17823 | 0.15327 | 0.14631 | 0.14719 | 0.12086 | 0.11766 | 0.12086 | 0.12086 | 0.12086 | 0.15342 | 0.18587 | 0.27372 | 0.2906 | 0.31784 | 0.37219 | 0.38247 | 0.66912 | 0.76062 | 0.53665 | 0.41574 | 0.40873 | 0.25109 | 0.18587 | 6.6159 | 8 | 52.927 | 0.76062
NY | hydrogen ct | Winter Peak | 0.18587 | 0.17124 | 0.11157 | 0.11157 | 0.11157 | 0.11157 | 0.11157 | 0.11157 | 0.11267 | 0.12643 | 0.12643 | 0.12643 | 0.12643 | 0.12643 | 0.14559 | 0.15615 | 0.18587 | 0.18587 | 0.18587 | 0.18587 | 0.18587 | 0.18587 | 0.18587 | 0.18587 | 3.56 | 5 | 17.8001 | 0.18587
NY | lignite ccs | Winter | 0.8 | 0.8 | 0.8 | 0.8 | 0.8 | 0.8 | 0.8 | 0.8 | 0.8 | 0.8 | 0.8 | 0.8 | 0.8 | 0.8 | 0.8 | 0.8 | 0.8 | 0.8 | 0.8 | 0.8 | 0.8 | 0.8 | 0.8 | 0.8 | 19.2 | 85 | 1632 | 0.8
NY | lignite ccs | Spring | 0.8 | 0.8 | 0.8 | 0.8 | 0.8 | 0.8 | 0.8 | 0.8 | 0.8 | 0.8 | 0.8 | 0.8 | 0.8 | 0.8 | 0.8 | 0.8 | 0.8 | 0.8 | 0.8 | 0.8 | 0.8 | 0.8 | 0.8 | 0.8 | 19.2 | 109 | 2092.8 | 0.8
NY | lignite ccs | Summer | 0.8 | 0.8 | 0.8 | 0.8 | 0.8 | 0.8 | 0.8 | 0.8 | 0.8 | 0.8 | 0.8 | 0.8 | 0.8 | 0.8 | 0.8 | 0.8 | 0.8 | 0.8 | 0.8 | 0.8 | 0.8 | 0.8 | 0.8 | 0.8 | 19.2 | 78 | 1497.6 | 0.8
NY | lignite ccs | Fall | 0.8 | 0.8 | 0.8 | 0.8 | 0.8 | 0.8 | 0.8 | 0.8 | 0.8 | 0.8 | 0.8 | 0.8 | 0.8 | 0.8 | 0.8 | 0.8 | 0.8 | 0.8 | 0.8 | 0.8 | 0.8 | 0.8 | 0.8 | 0.8 | 19.2 | 80 | 1536 | 0.8
NY | lignite ccs | Summer Peak | 0.8 | 0.8 | 0.8 | 0.8 | 0.8 | 0.8 | 0.8 | 0.8 | 0.8 | 0.8 | 0.8 | 0.8 | 0.8 | 0.8 | 0.8 | 0.8 | 0.8 | 0.8 | 0.8 | 0.8 | 0.8 | 0.8 | 0.8 | 0.8 | 19.2 | 8 | 153.6 | 0.8
NY | lignite ccs | Winter Peak | 0.8 | 0.8 | 0.8 | 0.8 | 0.8 | 0.8 | 0.8 | 0.8 | 0.8 | 0.8 | 0.8 | 0.8 | 0.8 | 0.8 | 0.8 | 0.8 | 0.8 | 0.8 | 0.8 | 0.8 | 0.8 | 0.8 | 0.8 | 0.8 | 19.2 | 5 | 96 | 0.8
NY | lignite | Winter | 0.638 | 0.638 | 0.638 | 0.638 | 0.638 | 0.638 | 0.638 | 0.638 | 0.638 | 0.638 | 0.638 | 0.638 | 0.638 | 0.638 | 0.638 | 0.638 | 0.638 | 0.638 | 0.638 | 0.638 | 0.638 | 0.638 | 0.638 | 0.638 | 15.312 | 85 | 1301.52 | 0.638
NY | lignite | Spring | 0.638 | 0.638 | 0.638 | 0.638 | 0.638 | 0.638 | 0.638 | 0.638 | 0.638 | 0.638 | 0.638 | 0.638 | 0.638 | 0.638 | 0.638 | 0.638 | 0.638 | 0.638 | 0.638 | 0.638 | 0.638 | 0.638 | 0.638 | 0.638 | 15.312 | 109 | 1669.008 | 0.638
NY | lignite | Summer | 0.638 | 0.638 | 0.638 | 0.638 | 0.638 | 0.638 | 0.638 | 0.638 | 0.638 | 0.638 | 0.638 | 0.638 | 0.638 | 0.638 | 0.638 | 0.638 | 0.638 | 0.638 | 0.638 | 0.638 | 0.638 | 0.638 | 0.638 | 0.638 | 15.312 | 78 | 1194.336 | 0.638
NY | lignite | Fall | 0.638 | 0.638 | 0.638 | 0.638 | 0.638 | 0.638 | 0.638 | 0.638 | 0.638 | 0.638 | 0.638 | 0.638 | 0.638 | 0.638 | 0.638 | 0.638 | 0.638 | 0.638 | 0.638 | 0.638 | 0.638 | 0.638 | 0.638 | 0.638 | 15.312 | 80 | 1224.96 | 0.638
NY | lignite | Summer Peak | 0.638 | 0.638 | 0.638 | 0.638 | 0.638 | 0.638 | 0.638 | 0.638 | 0.638 | 0.638 | 0.638 | 0.638 | 0.638 | 0.638 | 0.638 | 0.638 | 0.638 | 0.638 | 0.638 | 0.638 | 0.638 | 0.638 | 0.638 | 0.638 | 15.312 | 8 | 122.496 | 0.638
NY | lignite | Winter Peak | 0.638 | 0.638 | 0.638 | 0.638 | 0.638 | 0.638 | 0.638 | 0.638 | 0.638 | 0.638 | 0.638 | 0.638 | 0.638 | 0.638 | 0.638 | 0.638 | 0.638 | 0.638 | 0.638 | 0.638 | 0.638 | 0.638 | 0.638 | 0.638 | 15.312 | 5 | 76.56 | 0.638
NY | municipal solid waste | Winter | 0.855 | 0.855 | 0.855 | 0.855 | 0.855 | 0.855 | 0.855 | 0.855 | 0.855 | 0.855 | 0.855 | 0.855 | 0.855 | 0.855 | 0.855 | 0.855 | 0.855 | 0.855 | 0.855 | 0.855 | 0.855 | 0.855 | 0.855 | 0.855 | 20.52 | 85 | 1744.2 | 0.855
NY | municipal solid waste | Spring | 0.855 | 0.855 | 0.855 | 0.855 | 0.855 | 0.855 | 0.855 | 0.855 | 0.855 | 0.855 | 0.855 | 0.855 | 0.855 | 0.855 | 0.855 | 0.855 | 0.855 | 0.855 | 0.855 | 0.855 | 0.855 | 0.855 | 0.855 | 0.855 | 20.52 | 109 | 2236.68 | 0.855
NY | municipal solid waste | Summer | 0.855 | 0.855 | 0.855 | 0.855 | 0.855 | 0.855 | 0.855 | 0.855 | 0.855 | 0.855 | 0.855 | 0.855 | 0.855 | 0.855 | 0.855 | 0.855 | 0.855 | 0.855 | 0.855 | 0.855 | 0.855 | 0.855 | 0.855 | 0.855 | 20.52 | 78 | 1600.56 | 0.855
NY | municipal solid waste | Fall | 0.855 | 0.855 | 0.855 | 0.855 | 0.855 | 0.855 | 0.855 | 0.855 | 0.855 | 0.855 | 0.855 | 0.855 | 0.855 | 0.855 | 0.855 | 0.855 | 0.855 | 0.855 | 0.855 | 0.855 | 0.855 | 0.855 | 0.855 | 0.855 | 20.52 | 80 | 1641.6 | 0.855
NY | municipal solid waste | Summer Peak | 0.855 | 0.855 | 0.855 | 0.855 | 0.855 | 0.855 | 0.855 | 0.855 | 0.855 | 0.855 | 0.855 | 0.855 | 0.855 | 0.855 | 0.855 | 0.855 | 0.855 | 0.855 | 0.855 | 0.855 | 0.855 | 0.855 | 0.855 | 0.855 | 20.52 | 8 | 164.16 | 0.855
NY | municipal solid waste | Winter Peak | 0.855 | 0.855 | 0.855 | 0.855 | 0.855 | 0.855 | 0.855 | 0.855 | 0.855 | 0.855 | 0.855 | 0.855 | 0.855 | 0.855 | 0.855 | 0.855 | 0.855 | 0.855 | 0.855 | 0.855 | 0.855 | 0.855 | 0.855 | 0.855 | 20.52 | 5 | 102.6 | 0.855
NY | natural gas peaker | Winter | 0.18419 | 0.1616 | 0.15051 | 0.14626 | 0.14341 | 0.12608 | 0.1212 | 0.12739 | 0.12551 | 0.12602 | 0.12909 | 0.14806 | 0.15801 | 0.16131 | 0.17054 | 0.20786 | 0.25461 | 0.39031 | 0.43335 | 0.36874 | 0.34626 | 0.28636 | 0.24328 | 0.21446 | 4.9244 | 85 | 418.5765 | 0.43335
NY | natural gas peaker | Spring | 0.1759 | 0.16306 | 0.14926 | 0.14448 | 0.14038 | 0.12845 | 0.10691 | 0.10741 | 0.10705 | 0.10742 | 0.11012 | 0.11567 | 0.12501 | 0.13174 | 0.13841 | 0.15888 | 0.20178 | 0.26937 | 0.28918 | 0.2646 | 0.24599 | 0.23015 | 0.21626 | 0.2001 | 4.0276 | 109 | 439.0075 | 0.28918
NY | natural gas peaker | Summer | 0.19039 | 0.17022 | 0.15957 | 0.154 | 0.14661 | 0.12808 | 0.12601 | 0.12864 | 0.12769 | 0.12904 | 0.13474 | 0.143 | 0.15805 | 0.16484 | 0.18326 | 0.22034 | 0.28716 | 0.37673 | 0.39068 | 0.34855 | 0.31984 | 0.28854 | 0.25123 | 0.2146 | 4.9418 | 78 | 385.4616 | 0.39068
NY | natural gas peaker | Fall | 0.17459 | 0.15877 | 0.15015 | 0.14375 | 0.14257 | 0.10989 | 0.082848 | 0.080701 | 0.080853 | 0.08261 | 0.083956 | 0.086877 | 0.086251 | 0.092434 | 0.093815 | 0.11906 | 0.18038 | 0.22958 | 0.23101 | 0.22543 | 0.21656 | 0.21269 | 0.19629 | 0.1829 | 3.444 | 80 | 275.5176 | 0.23101
NY | natural gas peaker | Summer Peak | 0.18587 | 0.17823 | 0.15327 | 0.14631 | 0.14719 | 0.12086 | 0.11766 | 0.12086 | 0.12086 | 0.12086 | 0.15342 | 0.18587 | 0.27372 | 0.2906 | 0.31784 | 0.37219 | 0.38247 | 0.66912 | 0.76062 | 0.53665 | 0.41574 | 0.40873 | 0.25109 | 0.18587 | 6.6159 | 8 | 52.927 | 0.76062
NY | natural gas peaker | Winter Peak | 0.18587 | 0.17124 | 0.11157 | 0.11157 | 0.11157 | 0.11157 | 0.11157 | 0.11157 | 0.11267 | 0.12643 | 0.12643 | 0.12643 | 0.12643 | 0.12643 | 0.14559 | 0.15615 | 0.18587 | 0.18587 | 0.18587 | 0.18587 | 0.18587 | 0.18587 | 0.18587 | 0.18587 | 3.56 | 5 | 17.8001 | 0.18587
NY | nuclear | Winter | 0.9516 | 0.9516 | 0.9516 | 0.9516 | 0.9516 | 0.9516 | 0.9516 | 0.9516 | 0.9516 | 0.9516 | 0.9516 | 0.9516 | 0.9516 | 0.9516 | 0.9516 | 0.9516 | 0.9516 | 0.9516 | 0.9516 | 0.9516 | 0.9516 | 0.9516 | 0.9516 | 0.9516 | 22.8384 | 85 | 1941.2599 | 0.9516
NY | nuclear | Spring | 0.9516 | 0.9516 | 0.9516 | 0.9516 | 0.9516 | 0.9516 | 0.95052 | 0.9516 | 0.9516 | 0.9516 | 0.9516 | 0.9516 | 0.9516 | 0.9516 | 0.9516 | 0.9516 | 0.9516 | 0.9516 | 0.9516 | 0.9516 | 0.9516 | 0.9516 | 0.9516 | 0.9516 | 22.8373 | 109 | 2489.2633 | 0.9516
NY | nuclear | Summer | 0.95024 | 0.9516 | 0.9516 | 0.9516 | 0.9516 | 0.9516 | 0.94644 | 0.94861 | 0.9516 | 0.9516 | 0.9516 | 0.9516 | 0.9516 | 0.9516 | 0.9516 | 0.9516 | 0.9516 | 0.9516 | 0.9516 | 0.9516 | 0.9516 | 0.9516 | 0.9516 | 0.9516 | 22.8288 | 78 | 1780.6501 | 0.9516
NY | nuclear | Fall | 0.9516 | 0.9516 | 0.9516 | 0.9516 | 0.9516 | 0.9516 | 0.9516 | 0.9516 | 0.9516 | 0.9516 | 0.9516 | 0.9516 | 0.9516 | 0.9516 | 0.9516 | 0.9516 | 0.9516 | 0.9516 | 0.9516 | 0.9516 | 0.9516 | 0.9516 | 0.9516 | 0.9516 | 22.8384 | 80 | 1827.0681 | 0.9516
NY | nuclear | Summer Peak | 0.9516 | 0.9516 | 0.9516 | 0.9516 | 0.9516 | 0.9516 | 0.9516 | 0.9516 | 0.9516 | 0.9516 | 0.9516 | 0.9516 | 0.9516 | 0.9516 | 0.9516 | 0.9516 | 0.9516 | 0.9516 | 0.9516 | 0.9516 | 0.9516 | 0.9516 | 0.9516 | 0.9516 | 22.8384 | 8 | 182.7068 | 0.9516
NY | nuclear | Winter Peak | 0.9516 | 0.9516 | 0.9516 | 0.9516 | 0.9516 | 0.9516 | 0.9516 | 0.9516 | 0.9516 | 0.9516 | 0.9516 | 0.9516 | 0.9516 | 0.9516 | 0.9516 | 0.9516 | 0.9516 | 0.9516 | 0.9516 | 0.9516 | 0.9516 | 0.9516 | 0.9516 | 0.9516 | 22.8384 | 5 | 114.1918 | 0.9516
NY | offshore wind | Winter | 0.35991 | 0.34736 | 0.34198 | 0.339 | 0.34064 | 0.33806 | 0.33112 | 0.32101 | 0.31005 | 0.28967 | 0.27238 | 0.26433 | 0.26776 | 0.2787 | 0.29565 | 0.3201 | 0.34883 | 0.36498 | 0.38333 | 0.39602 | 0.39979 | 0.40386 | 0.41151 | 0.41458 | 8.1406 | 85 | 691.9529 | 0.41458
NY | offshore wind | Spring | 0.6516 | 0.63005 | 0.60854 | 0.59203 | 0.57474 | 0.56193 | 0.54103 | 0.50807 | 0.48509 | 0.4626 | 0.44209 | 0.43462 | 0.4387 | 0.45318 | 0.46907 | 0.49877 | 0.52971 | 0.55921 | 0.58345 | 0.61003 | 0.62615 | 0.63469 | 0.6186 | 0.60336 | 13.1173 | 109 | 1429.7861 | 0.6516
NY | offshore wind | Summer | 0.44011 | 0.43371 | 0.43429 | 0.44081 | 0.44069 | 0.43628 | 0.42716 | 0.4066 | 0.38871 | 0.37306 | 0.36275 | 0.35773 | 0.36261 | 0.37921 | 0.41411 | 0.44695 | 0.47176 | 0.49358 | 0.51969 | 0.54227 | 0.55075 | 0.53454 | 0.51586 | 0.49211 | 10.6654 | 78 | 831.8974 | 0.55075
NY | offshore wind | Fall | 0.72009 | 0.71293 | 0.71828 | 0.71013 | 0.7082 | 0.7015 | 0.67933 | 0.66323 | 0.63457 | 0.61034 | 0.60449 | 0.60605 | 0.62933 | 0.65973 | 0.68552 | 0.72812 | 0.77829 | 0.80874 | 0.82195 | 0.83464 | 0.83284 | 0.80771 | 0.76597 | 0.73435 | 17.1564 | 80 | 1372.5084 | 0.83464
NY | offshore wind | Summer Peak | 0.33961 | 0.31177 | 0.28744 | 0.25766 | 0.25683 | 0.26346 | 0.23017 | 0.18905 | 0.16662 | 0.15665 | 0.15707 | 0.16282 | 0.19001 | 0.21467 | 0.2342 | 0.23823 | 0.219 | 0.24049 | 0.27256 | 0.3102 | 0.31048 | 0.2953 | 0.26601 | 0.24882 | 5.8191 | 8 | 46.5529 | 0.33961
NY | offshore wind | Winter Peak | 0.2262 | 0.22243 | 0.22854 | 0.24942 | 0.28075 | 0.31781 | 0.34423 | 0.37991 | 0.38127 | 0.32912 | 0.27804 | 0.24564 | 0.2302 | 0.23894 | 0.25717 | 0.29626 | 0.35085 | 0.3861 | 0.4316 | 0.47666 | 0.50563 | 0.52551 | 0.55361 | 0.55737 | 8.2933 | 5 | 41.4663 | 0.55737
NY | onshore wind | Winter | 0.19897 | 0.19118 | 0.18525 | 0.18063 | 0.17802 | 0.17169 | 0.15881 | 0.149 | 0.13681 | 0.12795 | 0.12952 | 0.13506 | 0.14219 | 0.14815 | 0.15492 | 0.16685 | 0.18374 | 0.19951 | 0.22129 | 0.23343 | 0.23646 | 0.23515 | 0.23427 | 0.23245 | 4.3313 | 85 | 368.1598 | 0.23646
NY | onshore wind | Spring | 0.33669 | 0.33041 | 0.32717 | 0.32265 | 0.31557 | 0.30079 | 0.26645 | 0.23457 | 0.21536 | 0.20607 | 0.20665 | 0.21208 | 0.21986 | 0.22836 | 0.23497 | 0.24207 | 0.2518 | 0.26796 | 0.29684 | 0.31547 | 0.31955 | 0.31968 | 0.31608 | 0.31092 | 6.598 | 109 | 719.1859 | 0.33669
NY | onshore wind | Summer | 0.23727 | 0.22775 | 0.22242 | 0.21966 | 0.21685 | 0.21024 | 0.19112 | 0.17934 | 0.16669 | 0.16031 | 0.16131 | 0.16834 | 0.17716 | 0.18706 | 0.19731 | 0.21207 | 0.22922 | 0.24484 | 0.27132 | 0.28189 | 0.28058 | 0.27118 | 0.26305 | 0.25603 | 5.233 | 78 | 408.1728 | 0.28189
NY | onshore wind | Fall | 0.38297 | 0.37975 | 0.37818 | 0.37855 | 0.3795 | 0.37221 | 0.34507 | 0.32383 | 0.31417 | 0.32162 | 0.33408 | 0.34626 | 0.35889 | 0.36939 | 0.37862 | 0.38176 | 0.38033 | 0.38773 | 0.4151 | 0.42235 | 0.4179 | 0.40985 | 0.39858 | 0.3823 | 8.959 | 80 | 716.7193 | 0.42235
NY | onshore wind | Summer Peak | 0.20621 | 0.19189 | 0.18449 | 0.16944 | 0.15369 | 0.12223 | 0.067784 | 0.057464 | 0.054026 | 0.05108 | 0.056821 | 0.069666 | 0.080135 | 0.09531 | 0.094622 | 0.089613 | 0.09154 | 0.089983 | 0.12605 | 0.15134 | 0.15772 | 0.15842 | 0.15725 | 0.15574 | 2.8325 | 8 | 22.6601 | 0.20621
NY | onshore wind | Winter Peak | 0.08708 | 0.086033 | 0.090246 | 0.092994 | 0.095509 | 0.098783 | 0.1069 | 0.11091 | 0.097007 | 0.083664 | 0.077969 | 0.084666 | 0.096174 | 0.11038 | 0.12811 | 0.15921 | 0.21013 | 0.23851 | 0.25203 | 0.25992 | 0.26385 | 0.26553 | 0.26856 | 0.27065 | 3.6348 | 5 | 18.1742 | 0.27065
NY | petroleum | Winter | 0.18419 | 0.1616 | 0.15051 | 0.14626 | 0.14341 | 0.12608 | 0.1212 | 0.12739 | 0.12551 | 0.12602 | 0.12909 | 0.14806 | 0.15801 | 0.16131 | 0.17054 | 0.20786 | 0.25461 | 0.39031 | 0.43335 | 0.36874 | 0.34626 | 0.28636 | 0.24328 | 0.21446 | 4.9244 | 85 | 418.5765 | 0.43335
NY | petroleum | Spring | 0.1759 | 0.16306 | 0.14926 | 0.14448 | 0.14038 | 0.12845 | 0.10691 | 0.10741 | 0.10705 | 0.10742 | 0.11012 | 0.11567 | 0.12501 | 0.13174 | 0.13841 | 0.15888 | 0.20178 | 0.26937 | 0.28918 | 0.2646 | 0.24599 | 0.23015 | 0.21626 | 0.2001 | 4.0276 | 109 | 439.0075 | 0.28918
NY | petroleum | Summer | 0.19039 | 0.17022 | 0.15957 | 0.154 | 0.14661 | 0.12808 | 0.12601 | 0.12864 | 0.12769 | 0.12904 | 0.13474 | 0.143 | 0.15805 | 0.16484 | 0.18326 | 0.22034 | 0.28716 | 0.37673 | 0.39068 | 0.34855 | 0.31984 | 0.28854 | 0.25123 | 0.2146 | 4.9418 | 78 | 385.4616 | 0.39068
NY | petroleum | Fall | 0.17459 | 0.15877 | 0.15015 | 0.14375 | 0.14257 | 0.10989 | 0.082848 | 0.080701 | 0.080853 | 0.08261 | 0.083956 | 0.086877 | 0.086251 | 0.092434 | 0.093815 | 0.11906 | 0.18038 | 0.22958 | 0.23101 | 0.22543 | 0.21656 | 0.21269 | 0.19629 | 0.1829 | 3.444 | 80 | 275.5176 | 0.23101
NY | petroleum | Summer Peak | 0.18587 | 0.17823 | 0.15327 | 0.14631 | 0.14719 | 0.12086 | 0.11766 | 0.12086 | 0.12086 | 0.12086 | 0.15342 | 0.18587 | 0.27372 | 0.2906 | 0.31784 | 0.37219 | 0.38247 | 0.66912 | 0.76062 | 0.53665 | 0.41574 | 0.40873 | 0.25109 | 0.18587 | 6.6159 | 8 | 52.927 | 0.76062
NY | petroleum | Winter Peak | 0.18587 | 0.17124 | 0.11157 | 0.11157 | 0.11157 | 0.11157 | 0.11157 | 0.11157 | 0.11267 | 0.12643 | 0.12643 | 0.12643 | 0.12643 | 0.12643 | 0.14559 | 0.15615 | 0.18587 | 0.18587 | 0.18587 | 0.18587 | 0.18587 | 0.18587 | 0.18587 | 0.18587 | 3.56 | 5 | 17.8001 | 0.18587
NY | pumped hydro | Winter | 0 | 0 | 0 | 0 | 0 | 0 | 0 | 0.023281 | 0 | 0 | 0 | 0.0097128 | 0.049916 | 0.088194 | 0.1512 | 0.17538 | 0.2581 | 0.49124 | 0.6197 | 0.53221 | 0.32039 | 0.11486 | 0.00026463 | 0 | 2.8344 | 85 | 240.928 | 0.6197
NY | pumped hydro | Spring | 0 | 0 | 0 | 0 | 0 | 0 | 0 | 0 | 0 | 0 | 0 | 0.00013372 | 0.011143 | 0.040507 | 0.044572 | 0.063194 | 0.12542 | 0.28871 | 0.44621 | 0.41128 | 0.19652 | 0.060389 | 0.00071294 | 0 | 1.6888 | 109 | 184.079 | 0.44621
NY | pumped hydro | Summer | 0 | 0 | 0 | 0 | 0 | 0 | 0.0093133 | 0.027025 | 0 | 0 | 0.0058627 | 0.016731 | 0.057734 | 0.068779 | 0.098939 | 0.14674 | 0.19725 | 0.40968 | 0.53432 | 0.45817 | 0.25047 | 0.10856 | 0.01952 | 0.0054755 | 2.4146 | 78 | 188.3361 | 0.53432
NY | pumped hydro | Fall | 0 | 0 | 0 | 0 | 0 | 0 | 0 | 0.00014452 | 0 | 0 | 0 | 0.00073663 | 0.01356 | 0.013216 | 0.019971 | 0.057846 | 0.099655 | 0.30953 | 0.45496 | 0.35174 | 0.1469 | 0.055036 | 0.0022931 | 0 | 1.5256 | 80 | 122.0462 | 0.45496
NY | pumped hydro | Summer Peak | 0 | 0 | 0 | 0 | 0 | 0 | 0 | 0 | 0 | 0 | 0 | 0.081564 | 0.1032 | 0.231 | 0.67038 | 0.72239 | 0.76147 | 0.82559 | 0.82559 | 0.75103 | 0.51435 | 0.18204 | 0.0068758 | 0 | 5.6755 | 8 | 45.4038 | 0.82559
NY | pumped hydro | Winter Peak | 0 | 0 | 0 | 0 | 0 | 0 | 0 | 0 | 0 | 0 | 0.0023124 | 0.0023124 | 0 | 0 | 0 | 0 | 0 | 0.09548 | 0.15881 | 0.06228 | 0.00042043 | 0 | 0 | 0 | 0.32162 | 5 | 1.6081 | 0.15881
NY | smr | Winter | 1 | 1 | 1 | 1 | 1 | 1 | 1 | 1 | 1 | 1 | 1 | 1 | 1 | 1 | 1 | 1 | 1 | 1 | 1 | 1 | 1 | 1 | 1 | 1 | 24 | 85 | 2040 | 1
NY | smr | Spring | 1 | 1 | 1 | 1 | 1 | 1 | 1 | 1 | 1 | 1 | 1 | 1 | 1 | 1 | 1 | 1 | 1 | 1 | 1 | 1 | 1 | 1 | 1 | 1 | 24 | 109 | 2616 | 1
NY | smr | Summer | 1 | 1 | 1 | 1 | 1 | 1 | 1 | 1 | 1 | 1 | 1 | 1 | 1 | 1 | 1 | 1 | 1 | 1 | 1 | 1 | 1 | 1 | 1 | 1 | 24 | 78 | 1872 | 1
NY | smr | Fall | 1 | 1 | 1 | 1 | 1 | 1 | 1 | 1 | 1 | 1 | 1 | 1 | 1 | 1 | 1 | 1 | 1 | 1 | 1 | 1 | 1 | 1 | 1 | 1 | 24 | 80 | 1920 | 1
NY | smr | Summer Peak | 1 | 1 | 1 | 1 | 1 | 1 | 1 | 1 | 1 | 1 | 1 | 1 | 1 | 1 | 1 | 1 | 1 | 1 | 1 | 1 | 1 | 1 | 1 | 1 | 24 | 8 | 192 | 1
NY | smr | Winter Peak | 1 | 1 | 1 | 1 | 1 | 1 | 1 | 1 | 1 | 1 | 1 | 1 | 1 | 1 | 1 | 1 | 1 | 1 | 1 | 1 | 1 | 1 | 1 | 1 | 24 | 5 | 120 | 1
NY | solar pv dist | Winter | 0 | 0 | 0 | 0 | 0.0025601 | 0.011601 | 0.15435 | 0.25433 | 0.32655 | 0.33566 | 0.32687 | 0.3261 | 0.32899 | 0.39634 | 0.34305 | 0.22513 | 0.12397 | 0.065078 | 0.0037465 | 0 | 0 | 0 | 0 | 0 | 3.2243 | 85 | 274.0665 | 0.39634
NY | solar pv dist | Spring | 0 | 0 | 0 | 0 | 0.0023717 | 0.009807 | 0.17625 | 0.27906 | 0.33702 | 0.35938 | 0.3568 | 0.36392 | 0.36335 | 0.42098 | 0.37959 | 0.26956 | 0.13509 | 0.074222 | 0.0043072 | 0 | 0 | 0 | 0 | 0 | 3.5317 | 109 | 384.9559 | 0.42098
NY | solar pv dist | Summer | 0 | 0 | 0 | 0 | 0.0031043 | 0.011615 | 0.17711 | 0.28832 | 0.35093 | 0.36913 | 0.36128 | 0.35338 | 0.35284 | 0.40762 | 0.35253 | 0.2337 | 0.12536 | 0.078697 | 0.0043566 | 0 | 0 | 0 | 0 | 0 | 3.47 | 78 | 270.6575 | 0.40762
NY | solar pv dist | Fall | 0 | 0 | 0 | 0 | 0.0026806 | 0.013987 | 0.26411 | 0.35993 | 0.40401 | 0.404 | 0.38828 | 0.39002 | 0.39495 | 0.45258 | 0.40047 | 0.29779 | 0.15157 | 0.094064 | 0.0031303 | 0 | 0 | 0 | 0 | 0 | 4.0216 | 80 | 321.7259 | 0.45258
NY | solar pv dist | Summer Peak | 0 | 0 | 0 | 0 | 0.0036294 | 0.022496 | 0.27897 | 0.31409 | 0.38923 | 0.37779 | 0.39019 | 0.34569 | 0.31445 | 0.33336 | 0.27417 | 0.23139 | 0.19344 | 0.10523 | 0.0045432 | 0 | 0 | 0 | 0 | 0 | 3.5787 | 8 | 28.6293 | 0.39019
NY | solar pv dist | Winter Peak | 0 | 0 | 0 | 0 | 0 | 0 | 0.011365 | 0.13807 | 0.24296 | 0.26302 | 0.25758 | 0.27278 | 0.24239 | 0.33048 | 0.24152 | 0.11215 | 0.0030798 | 0 | 0 | 0 | 0 | 0 | 0 | 0 | 2.1154 | 5 | 10.577 | 0.33048
NY | solar pv | Winter | 0 | 0 | 0 | 0 | 0.0066322 | 0.065947 | 0.14898 | 0.24098 | 0.32382 | 0.34732 | 0.34183 | 0.33661 | 0.3377 | 0.34287 | 0.31457 | 0.2373 | 0.14496 | 0.058637 | 0.0060849 | 0 | 0 | 0 | 0 | 0 | 3.2543 | 85 | 276.6121 | 0.34732
NY | solar pv | Spring | 0 | 0 | 0 | 0 | 0.0080209 | 0.056151 | 0.16089 | 0.26626 | 0.33566 | 0.36693 | 0.36735 | 0.36303 | 0.36198 | 0.363 | 0.34183 | 0.27382 | 0.15681 | 0.054127 | 0.0060565 | 0 | 0 | 0 | 0 | 0 | 3.4819 | 109 | 379.5279 | 0.36735
NY | solar pv | Summer | 0 | 0 | 0 | 0 | 0.010682 | 0.073369 | 0.16437 | 0.27356 | 0.35192 | 0.37286 | 0.36933 | 0.36486 | 0.36338 | 0.36016 | 0.33283 | 0.25637 | 0.16413 | 0.066749 | 0.0073032 | 0 | 0 | 0 | 0 | 0 | 3.5319 | 78 | 275.4854 | 0.37286
NY | solar pv | Fall | 0 | 0 | 0 | 0 | 0.0078882 | 0.073821 | 0.21922 | 0.34141 | 0.39513 | 0.39947 | 0.39362 | 0.39011 | 0.39441 | 0.39208 | 0.36749 | 0.29738 | 0.169 | 0.05355 | 0.0040895 | 0 | 0 | 0 | 0 | 0 | 3.8987 | 80 | 311.8932 | 0.39947
NY | solar pv | Summer Peak | 0 | 0 | 0 | 0 | 0.0080787 | 0.13441 | 0.29893 | 0.34477 | 0.40244 | 0.42036 | 0.42875 | 0.40107 | 0.39672 | 0.41051 | 0.36212 | 0.33052 | 0.26607 | 0.1322 | 0.016876 | 0 | 0 | 0 | 0 | 0 | 4.3538 | 8 | 34.8306 | 0.42875
NY | solar pv | Winter Peak | 0 | 0 | 0 | 0 | 0 | 0 | 0.0012464 | 0.067337 | 0.18007 | 0.24959 | 0.25076 | 0.2551 | 0.24709 | 0.26783 | 0.22962 | 0.12233 | 0.0031661 | 0 | 0 | 0 | 0 | 0 | 0 | 0 | 1.8741 | 5 | 9.3707 | 0.26783
NY | solar thermal | Winter | 0 | 0 | 0 | 0 | 0 | 0 | 0 | 0 | 0 | 0.08597 | 0.37963 | 0.49887 | 0.49723 | 0.48344 | 0.47116 | 0.48279 | 0.49202 | 0.44649 | 0.21282 | 0.015243 | 0 | 0 | 0 | 0 | 4.0657 | 85 | 345.5816 | 0.49887
NY | solar thermal | Spring | 0 | 0 | 0 | 0 | 0 | 0 | 0 | 0.0076376 | 0.18687 | 0.48014 | 0.63047 | 0.67382 | 0.67706 | 0.67418 | 0.66674 | 0.6665 | 0.66683 | 0.64842 | 0.56803 | 0.30656 | 0.039289 | 0 | 0 | 0 | 6.8926 | 109 | 751.2894 | 0.67706
NY | solar thermal | Summer | 0 | 0 | 0 | 0 | 0 | 0 | 0 | 0.024165 | 0.27576 | 0.51489 | 0.59949 | 0.63012 | 0.63917 | 0.63842 | 0.63267 | 0.62353 | 0.61338 | 0.59439 | 0.54207 | 0.40006 | 0.11962 | 2.6056e-06 | 0 | 0 | 6.8477 | 78 | 534.1224 | 0.63917
NY | solar thermal | Fall | 0 | 0 | 0 | 0 | 0 | 0 | 0 | 0 | 0.054994 | 0.36422 | 0.55217 | 0.58569 | 0.57826 | 0.56812 | 0.56341 | 0.56827 | 0.56955 | 0.52878 | 0.35579 | 0.077412 | 3.2207e-05 | 0 | 0 | 0 | 5.3667 | 80 | 429.3356 | 0.58569
NY | solar thermal | Summer Peak | 0 | 0 | 0 | 0 | 0 | 0 | 0 | 0.027732 | 0.38084 | 0.62249 | 0.69231 | 0.71807 | 0.7248 | 0.72465 | 0.72329 | 0.72571 | 0.72389 | 0.71218 | 0.67311 | 0.55977 | 0.22117 | 0 | 0 | 0 | 8.23 | 8 | 65.8401 | 0.72571
NY | solar thermal | Winter Peak | 0 | 0 | 0 | 0 | 0 | 0 | 0 | 0 | 0 | 0.0026447 | 0.27588 | 0.35613 | 0.39021 | 0.41121 | 0.42512 | 0.48557 | 0.52766 | 0.49305 | 0.19344 | 0 | 0 | 0 | 0 | 0 | 3.5609 | 5 | 17.8045 | 0.52766
NY | natural gas steam turbine | Winter | 0.1356 | 0.12115 | 0.12037 | 0.12009 | 0.12009 | 0.12009 | 0.12009 | 0.12035 | 0.12054 | 0.12096 | 0.12175 | 0.12236 | 0.12372 | 0.12481 | 0.12754 | 0.14275 | 0.1788 | 0.25792 | 0.29138 | 0.29062 | 0.25992 | 0.22055 | 0.20618 | 0.17175 | 3.8594 | 85 | 328.0492 | 0.29138
NY | natural gas steam turbine | Spring | 0.067536 | 0.050761 | 0.043372 | 0.040789 | 0.039648 | 0.036578 | 0.031303 | 0.030936 | 0.030857 | 0.031313 | 0.031999 | 0.031841 | 0.032333 | 0.034643 | 0.037619 | 0.045599 | 0.065607 | 0.13006 | 0.16567 | 0.16614 | 0.16206 | 0.15752 | 0.14024 | 0.10213 | 1.7066 | 109 | 186.0148 | 0.16614
NY | natural gas steam turbine | Summer | 0.21103 | 0.17444 | 0.15313 | 0.14263 | 0.13004 | 0.11756 | 0.11668 | 0.11739 | 0.11796 | 0.11863 | 0.12253 | 0.13786 | 0.1586 | 0.17617 | 0.19553 | 0.2197 | 0.28256 | 0.38837 | 0.47285 | 0.36574 | 0.33717 | 0.32562 | 0.30773 | 0.26149 | 5.1514 | 78 | 401.8125 | 0.47285
NY | natural gas steam turbine | Fall | 0.095129 | 0.078705 | 0.07055 | 0.067091 | 0.066308 | 0.064755 | 0.056017 | 0.054952 | 0.056253 | 0.05686 | 0.057853 | 0.0605 | 0.065446 | 0.071567 | 0.077073 | 0.099923 | 0.18243 | 0.21994 | 0.22286 | 0.21406 | 0.20109 | 0.19505 | 0.16427 | 0.12066 | 2.6193 | 80 | 209.5464 | 0.22286
NY | natural gas steam turbine | Summer Peak | 0.23584 | 0.18742 | 0.1568 | 0.1568 | 0.1568 | 0.1568 | 0.1568 | 0.1568 | 0.1568 | 0.1568 | 0.1568 | 0.1568 | 0.18961 | 0.24532 | 0.29978 | 0.31848 | 0.42454 | 0.50957 | 0.80282 | 0.5008 | 0.48961 | 0.41737 | 0.37187 | 0.34365 | 6.9047 | 8 | 55.2378 | 0.80282
NY | natural gas steam turbine | Winter Peak | 0.1347 | 0.1347 | 0.1347 | 0.1347 | 0.1347 | 0.1347 | 0.1347 | 0.1347 | 0.1347 | 0.1347 | 0.1347 | 0.1347 | 0.1347 | 0.1347 | 0.1347 | 0.19232 | 0.20474 | 1 | 1 | 1 | 0.81044 | 0.66829 | 0.27239 | 0.22705 | 7.3957 | 5 | 36.9783 | 1
OH | biomass ccs | Winter | 0.8 | 0.8 | 0.8 | 0.8 | 0.8 | 0.8 | 0.8 | 0.8 | 0.8 | 0.8 | 0.8 | 0.8 | 0.8 | 0.8 | 0.8 | 0.8 | 0.8 | 0.8 | 0.8 | 0.8 | 0.8 | 0.8 | 0.8 | 0.8 | 19.2 | 58 | 1113.6 | 0.8
OH | biomass ccs | Spring | 0.8 | 0.8 | 0.8 | 0.8 | 0.8 | 0.8 | 0.8 | 0.8 | 0.8 | 0.8 | 0.8 | 0.8 | 0.8 | 0.8 | 0.8 | 0.8 | 0.8 | 0.8 | 0.8 | 0.8 | 0.8 | 0.8 | 0.8 | 0.8 | 19.2 | 101 | 1939.2 | 0.8
OH | biomass ccs | Summer | 0.8 | 0.8 | 0.8 | 0.8 | 0.8 | 0.8 | 0.8 | 0.8 | 0.8 | 0.8 | 0.8 | 0.8 | 0.8 | 0.8 | 0.8 | 0.8 | 0.8 | 0.8 | 0.8 | 0.8 | 0.8 | 0.8 | 0.8 | 0.8 | 19.2 | 94 | 1804.8 | 0.8
OH | biomass ccs | Fall | 0.8 | 0.8 | 0.8 | 0.8 | 0.8 | 0.8 | 0.8 | 0.8 | 0.8 | 0.8 | 0.8 | 0.8 | 0.8 | 0.8 | 0.8 | 0.8 | 0.8 | 0.8 | 0.8 | 0.8 | 0.8 | 0.8 | 0.8 | 0.8 | 19.2 | 92 | 1766.4 | 0.8
OH | biomass ccs | Summer Peak | 0.8 | 0.8 | 0.8 | 0.8 | 0.8 | 0.8 | 0.8 | 0.8 | 0.8 | 0.8 | 0.8 | 0.8 | 0.8 | 0.8 | 0.8 | 0.8 | 0.8 | 0.8 | 0.8 | 0.8 | 0.8 | 0.8 | 0.8 | 0.8 | 19.2 | 15 | 288 | 0.8
OH | biomass ccs | Winter Peak | 0.8 | 0.8 | 0.8 | 0.8 | 0.8 | 0.8 | 0.8 | 0.8 | 0.8 | 0.8 | 0.8 | 0.8 | 0.8 | 0.8 | 0.8 | 0.8 | 0.8 | 0.8 | 0.8 | 0.8 | 0.8 | 0.8 | 0.8 | 0.8 | 19.2 | 5 | 96 | 0.8
OH | biomass | Winter | 0.408 | 0.408 | 0.408 | 0.408 | 0.408 | 0.408 | 0.408 | 0.408 | 0.408 | 0.408 | 0.408 | 0.408 | 0.408 | 0.408 | 0.408 | 0.408 | 0.408 | 0.408 | 0.408 | 0.408 | 0.408 | 0.408 | 0.408 | 0.408 | 9.792 | 58 | 567.936 | 0.408
OH | biomass | Spring | 0.408 | 0.408 | 0.408 | 0.408 | 0.408 | 0.408 | 0.408 | 0.408 | 0.408 | 0.408 | 0.408 | 0.408 | 0.408 | 0.408 | 0.408 | 0.408 | 0.408 | 0.408 | 0.408 | 0.408 | 0.408 | 0.408 | 0.408 | 0.408 | 9.792 | 101 | 988.992 | 0.408
OH | biomass | Summer | 0.408 | 0.408 | 0.408 | 0.408 | 0.408 | 0.408 | 0.408 | 0.408 | 0.408 | 0.408 | 0.408 | 0.408 | 0.408 | 0.408 | 0.408 | 0.408 | 0.408 | 0.408 | 0.408 | 0.408 | 0.408 | 0.408 | 0.408 | 0.408 | 9.792 | 94 | 920.448 | 0.408
OH | biomass | Fall | 0.408 | 0.408 | 0.408 | 0.408 | 0.408 | 0.408 | 0.408 | 0.408 | 0.408 | 0.408 | 0.408 | 0.408 | 0.408 | 0.408 | 0.408 | 0.408 | 0.408 | 0.408 | 0.408 | 0.408 | 0.408 | 0.408 | 0.408 | 0.408 | 9.792 | 92 | 900.864 | 0.408
OH | biomass | Summer Peak | 0.408 | 0.408 | 0.408 | 0.408 | 0.408 | 0.408 | 0.408 | 0.408 | 0.408 | 0.408 | 0.408 | 0.408 | 0.408 | 0.408 | 0.408 | 0.408 | 0.408 | 0.408 | 0.408 | 0.408 | 0.408 | 0.408 | 0.408 | 0.408 | 9.792 | 15 | 146.88 | 0.408
OH | biomass | Winter Peak | 0.408 | 0.408 | 0.408 | 0.408 | 0.408 | 0.408 | 0.408 | 0.408 | 0.408 | 0.408 | 0.408 | 0.408 | 0.408 | 0.408 | 0.408 | 0.408 | 0.408 | 0.408 | 0.408 | 0.408 | 0.408 | 0.408 | 0.408 | 0.408 | 9.792 | 5 | 48.96 | 0.408
OH | natural gas combined cycle ccs | Winter | 0.8 | 0.8 | 0.8 | 0.8 | 0.8 | 0.8 | 0.8 | 0.8 | 0.8 | 0.8 | 0.8 | 0.8 | 0.8 | 0.8 | 0.8 | 0.8 | 0.8 | 0.8 | 0.8 | 0.8 | 0.8 | 0.8 | 0.8 | 0.8 | 19.2 | 58 | 1113.6 | 0.8
OH | natural gas combined cycle ccs | Spring | 0.8 | 0.8 | 0.8 | 0.8 | 0.8 | 0.8 | 0.8 | 0.8 | 0.8 | 0.8 | 0.8 | 0.8 | 0.8 | 0.8 | 0.8 | 0.8 | 0.8 | 0.8 | 0.8 | 0.8 | 0.8 | 0.8 | 0.8 | 0.8 | 19.2 | 101 | 1939.2 | 0.8
OH | natural gas combined cycle ccs | Summer | 0.8 | 0.8 | 0.8 | 0.8 | 0.8 | 0.8 | 0.8 | 0.8 | 0.8 | 0.8 | 0.8 | 0.8 | 0.8 | 0.8 | 0.8 | 0.8 | 0.8 | 0.8 | 0.8 | 0.8 | 0.8 | 0.8 | 0.8 | 0.8 | 19.2 | 94 | 1804.8 | 0.8
OH | natural gas combined cycle ccs | Fall | 0.8 | 0.8 | 0.8 | 0.8 | 0.8 | 0.8 | 0.8 | 0.8 | 0.8 | 0.8 | 0.8 | 0.8 | 0.8 | 0.8 | 0.8 | 0.8 | 0.8 | 0.8 | 0.8 | 0.8 | 0.8 | 0.8 | 0.8 | 0.8 | 19.2 | 92 | 1766.4 | 0.8
OH | natural gas combined cycle ccs | Summer Peak | 0.8 | 0.8 | 0.8 | 0.8 | 0.8 | 0.8 | 0.8 | 0.8 | 0.8 | 0.8 | 0.8 | 0.8 | 0.8 | 0.8 | 0.8 | 0.8 | 0.8 | 0.8 | 0.8 | 0.8 | 0.8 | 0.8 | 0.8 | 0.8 | 19.2 | 15 | 288 | 0.8
OH | natural gas combined cycle ccs | Winter Peak | 0.8 | 0.8 | 0.8 | 0.8 | 0.8 | 0.8 | 0.8 | 0.8 | 0.8 | 0.8 | 0.8 | 0.8 | 0.8 | 0.8 | 0.8 | 0.8 | 0.8 | 0.8 | 0.8 | 0.8 | 0.8 | 0.8 | 0.8 | 0.8 | 19.2 | 5 | 96 | 0.8
OH | natural gas combined cycle | Winter | 0.72844 | 0.7132 | 0.70732 | 0.71009 | 0.72201 | 0.75066 | 0.78454 | 0.78614 | 0.77117 | 0.76973 | 0.77205 | 0.77244 | 0.77073 | 0.7615 | 0.761 | 0.77131 | 0.80236 | 0.82728 | 0.82836 | 0.82853 | 0.82515 | 0.82017 | 0.79659 | 0.77156 | 18.5523 | 58 | 1076.0339 | 0.82853
OH | natural gas combined cycle | Spring | 0.77856 | 0.75277 | 0.73601 | 0.73163 | 0.73774 | 0.7555 | 0.75176 | 0.76889 | 0.77798 | 0.79414 | 0.80786 | 0.81191 | 0.8122 | 0.81211 | 0.81264 | 0.81655 | 0.8289 | 0.83228 | 0.83255 | 0.83255 | 0.83255 | 0.83243 | 0.82713 | 0.80045 | 19.0771 | 101 | 1926.7865 | 0.83255
OH | natural gas combined cycle | Summer | 0.77512 | 0.76447 | 0.76088 | 0.76165 | 0.7674 | 0.78342 | 0.79687 | 0.78369 | 0.78468 | 0.78875 | 0.79366 | 0.79175 | 0.79157 | 0.78903 | 0.78972 | 0.80147 | 0.81609 | 0.82589 | 0.82599 | 0.82511 | 0.82482 | 0.82283 | 0.81399 | 0.79203 | 19.0709 | 94 | 1792.6634 | 0.82599
OH | natural gas combined cycle | Fall | 0.78876 | 0.7682 | 0.75694 | 0.75351 | 0.7601 | 0.76309 | 0.75613 | 0.76877 | 0.77879 | 0.79097 | 0.80037 | 0.80515 | 0.80719 | 0.80608 | 0.80688 | 0.81274 | 0.82387 | 0.83125 | 0.83125 | 0.83138 | 0.83138 | 0.82936 | 0.81707 | 0.80121 | 19.1205 | 92 | 1759.0817 | 0.83138
OH | natural gas combined cycle | Summer Peak | 0.81759 | 0.79901 | 0.76589 | 0.75656 | 0.76346 | 0.77595 | 0.73347 | 0.76049 | 0.79698 | 0.82244 | 0.82648 | 0.83295 | 0.83375 | 0.83375 | 0.83375 | 0.83375 | 0.83375 | 0.83375 | 0.83375 | 0.83375 | 0.83375 | 0.83375 | 0.83375 | 0.83375 | 19.4563 | 15 | 291.8446 | 0.83375
OH | natural gas combined cycle | Winter Peak | 0.79012 | 0.79012 | 0.79012 | 0.79012 | 0.79012 | 0.81194 | 0.81194 | 0.81194 | 0.81194 | 0.79497 | 0.79012 | 0.79012 | 0.79012 | 0.79012 | 0.79012 | 0.79012 | 0.82163 | 0.83375 | 0.83375 | 0.83375 | 0.83375 | 0.83375 | 0.82406 | 0.80467 | 19.3532 | 5 | 96.766 | 0.83375
OH | crude oil | Winter | 0.001 | 0.001 | 0.001 | 0.001 | 0.001 | 0.001 | 0.001 | 0.001 | 0.001 | 0.001 | 0.001 | 0.001 | 0.001 | 0.001 | 0.001 | 0.001 | 0.001 | 0.001 | 0.001 | 0.001 | 0.001 | 0.001 | 0.001 | 0.001 | 0.024 | 58 | 1.392 | 0.001
OH | crude oil | Spring | 0.001 | 0.001 | 0.001 | 0.001 | 0.001 | 0.001 | 0.001 | 0.001 | 0.001 | 0.001 | 0.001 | 0.001 | 0.001 | 0.001 | 0.001 | 0.001 | 0.001 | 0.001 | 0.001 | 0.001 | 0.001 | 0.001 | 0.001 | 0.001 | 0.024 | 101 | 2.424 | 0.001
OH | crude oil | Summer | 0.001 | 0.001 | 0.001 | 0.001 | 0.001 | 0.001 | 0.001 | 0.001 | 0.001 | 0.001 | 0.001 | 0.001 | 0.001 | 0.001 | 0.001 | 0.001 | 0.001 | 0.001 | 0.001 | 0.001 | 0.001 | 0.001 | 0.001 | 0.001 | 0.024 | 94 | 2.256 | 0.001
OH | crude oil | Fall | 0.001 | 0.001 | 0.001 | 0.001 | 0.001 | 0.001 | 0.001 | 0.001 | 0.001 | 0.001 | 0.001 | 0.001 | 0.001 | 0.001 | 0.001 | 0.001 | 0.001 | 0.001 | 0.001 | 0.001 | 0.001 | 0.001 | 0.001 | 0.001 | 0.024 | 92 | 2.208 | 0.001
OH | crude oil | Summer Peak | 0.001 | 0.001 | 0.001 | 0.001 | 0.001 | 0.001 | 0.001 | 0.001 | 0.001 | 0.001 | 0.001 | 0.001 | 0.001 | 0.001 | 0.001 | 0.001 | 0.001 | 0.001 | 0.001 | 0.001 | 0.001 | 0.001 | 0.001 | 0.001 | 0.024 | 15 | 0.36 | 0.001
OH | crude oil | Winter Peak | 0.001 | 0.001 | 0.001 | 0.001 | 0.001 | 0.001 | 0.001 | 0.001 | 0.001 | 0.001 | 0.001 | 0.001 | 0.001 | 0.001 | 0.001 | 0.001 | 0.001 | 0.001 | 0.001 | 0.001 | 0.001 | 0.001 | 0.001 | 0.001 | 0.024 | 5 | 0.12 | 0.001
OH | geothermal | Winter | 0.6595 | 0.6595 | 0.6595 | 0.6595 | 0.6595 | 0.6595 | 0.6595 | 0.6595 | 0.6595 | 0.6595 | 0.6595 | 0.6595 | 0.6595 | 0.6595 | 0.6595 | 0.6595 | 0.6595 | 0.6595 | 0.6595 | 0.6595 | 0.6595 | 0.6595 | 0.6595 | 0.6595 | 15.828 | 58 | 918.024 | 0.6595
OH | geothermal | Spring | 0.6595 | 0.6595 | 0.6595 | 0.6595 | 0.6595 | 0.6595 | 0.6595 | 0.6595 | 0.6595 | 0.6595 | 0.6595 | 0.6595 | 0.6595 | 0.6595 | 0.6595 | 0.6595 | 0.6595 | 0.6595 | 0.6595 | 0.6595 | 0.6595 | 0.6595 | 0.6595 | 0.6595 | 15.828 | 101 | 1598.628 | 0.6595
OH | geothermal | Summer | 0.6595 | 0.6595 | 0.6595 | 0.6595 | 0.6595 | 0.6595 | 0.6595 | 0.6595 | 0.6595 | 0.6595 | 0.6595 | 0.6595 | 0.6595 | 0.6595 | 0.6595 | 0.6595 | 0.6595 | 0.6595 | 0.6595 | 0.6595 | 0.6595 | 0.6595 | 0.6595 | 0.6595 | 15.828 | 94 | 1487.832 | 0.6595
OH | geothermal | Fall | 0.6595 | 0.6595 | 0.6595 | 0.6595 | 0.6595 | 0.6595 | 0.6595 | 0.6595 | 0.6595 | 0.6595 | 0.6595 | 0.6595 | 0.6595 | 0.6595 | 0.6595 | 0.6595 | 0.6595 | 0.6595 | 0.6595 | 0.6595 | 0.6595 | 0.6595 | 0.6595 | 0.6595 | 15.828 | 92 | 1456.176 | 0.6595
OH | geothermal | Summer Peak | 0.6595 | 0.6595 | 0.6595 | 0.6595 | 0.6595 | 0.6595 | 0.6595 | 0.6595 | 0.6595 | 0.6595 | 0.6595 | 0.6595 | 0.6595 | 0.6595 | 0.6595 | 0.6595 | 0.6595 | 0.6595 | 0.6595 | 0.6595 | 0.6595 | 0.6595 | 0.6595 | 0.6595 | 15.828 | 15 | 237.42 | 0.6595
OH | geothermal | Winter Peak | 0.6595 | 0.6595 | 0.6595 | 0.6595 | 0.6595 | 0.6595 | 0.6595 | 0.6595 | 0.6595 | 0.6595 | 0.6595 | 0.6595 | 0.6595 | 0.6595 | 0.6595 | 0.6595 | 0.6595 | 0.6595 | 0.6595 | 0.6595 | 0.6595 | 0.6595 | 0.6595 | 0.6595 | 15.828 | 5 | 79.14 | 0.6595
OH | hard coal ccs | Winter | 0.8 | 0.8 | 0.8 | 0.8 | 0.8 | 0.8 | 0.8 | 0.8 | 0.8 | 0.8 | 0.8 | 0.8 | 0.8 | 0.8 | 0.8 | 0.8 | 0.8 | 0.8 | 0.8 | 0.8 | 0.8 | 0.8 | 0.8 | 0.8 | 19.2 | 58 | 1113.6 | 0.8
OH | hard coal ccs | Spring | 0.8 | 0.8 | 0.8 | 0.8 | 0.8 | 0.8 | 0.8 | 0.8 | 0.8 | 0.8 | 0.8 | 0.8 | 0.8 | 0.8 | 0.8 | 0.8 | 0.8 | 0.8 | 0.8 | 0.8 | 0.8 | 0.8 | 0.8 | 0.8 | 19.2 | 101 | 1939.2 | 0.8
OH | hard coal ccs | Summer | 0.8 | 0.8 | 0.8 | 0.8 | 0.8 | 0.8 | 0.8 | 0.8 | 0.8 | 0.8 | 0.8 | 0.8 | 0.8 | 0.8 | 0.8 | 0.8 | 0.8 | 0.8 | 0.8 | 0.8 | 0.8 | 0.8 | 0.8 | 0.8 | 19.2 | 94 | 1804.8 | 0.8
OH | hard coal ccs | Fall | 0.8 | 0.8 | 0.8 | 0.8 | 0.8 | 0.8 | 0.8 | 0.8 | 0.8 | 0.8 | 0.8 | 0.8 | 0.8 | 0.8 | 0.8 | 0.8 | 0.8 | 0.8 | 0.8 | 0.8 | 0.8 | 0.8 | 0.8 | 0.8 | 19.2 | 92 | 1766.4 | 0.8
OH | hard coal ccs | Summer Peak | 0.8 | 0.8 | 0.8 | 0.8 | 0.8 | 0.8 | 0.8 | 0.8 | 0.8 | 0.8 | 0.8 | 0.8 | 0.8 | 0.8 | 0.8 | 0.8 | 0.8 | 0.8 | 0.8 | 0.8 | 0.8 | 0.8 | 0.8 | 0.8 | 19.2 | 15 | 288 | 0.8
OH | hard coal ccs | Winter Peak | 0.8 | 0.8 | 0.8 | 0.8 | 0.8 | 0.8 | 0.8 | 0.8 | 0.8 | 0.8 | 0.8 | 0.8 | 0.8 | 0.8 | 0.8 | 0.8 | 0.8 | 0.8 | 0.8 | 0.8 | 0.8 | 0.8 | 0.8 | 0.8 | 19.2 | 5 | 96 | 0.8
OH | hard coal | Winter | 0.49249 | 0.46612 | 0.45946 | 0.45987 | 0.49246 | 0.58909 | 0.66893 | 0.67703 | 0.63217 | 0.60212 | 0.60714 | 0.60834 | 0.59945 | 0.56999 | 0.55358 | 0.59162 | 0.69316 | 0.76916 | 0.77519 | 0.7764 | 0.77114 | 0.74085 | 0.67664 | 0.58222 | 14.8546 | 58 | 861.5687 | 0.7764
OH | hard coal | Spring | 0.51808 | 0.48196 | 0.45671 | 0.45138 | 0.46305 | 0.5062 | 0.5291 | 0.54646 | 0.58188 | 0.61686 | 0.66827 | 0.70911 | 0.73197 | 0.73884 | 0.74452 | 0.76334 | 0.79965 | 0.82205 | 0.8228 | 0.82549 | 0.82014 | 0.80755 | 0.74545 | 0.61968 | 15.7705 | 101 | 1592.8252 | 0.82549
OH | hard coal | Summer | 0.31151 | 0.29491 | 0.29238 | 0.29339 | 0.30665 | 0.3558 | 0.42197 | 0.40064 | 0.36913 | 0.37879 | 0.40526 | 0.41657 | 0.41796 | 0.40689 | 0.40865 | 0.44558 | 0.54914 | 0.63363 | 0.65143 | 0.65516 | 0.65003 | 0.61894 | 0.49197 | 0.36157 | 10.5379 | 94 | 990.5667 | 0.65516
OH | hard coal | Fall | 0.40708 | 0.37542 | 0.35859 | 0.35391 | 0.3627 | 0.40194 | 0.4254 | 0.4197 | 0.4363 | 0.47598 | 0.51935 | 0.55206 | 0.56299 | 0.56822 | 0.57927 | 0.60945 | 0.66602 | 0.71135 | 0.71587 | 0.72187 | 0.71495 | 0.68919 | 0.60648 | 0.47302 | 12.7071 | 92 | 1169.0528 | 0.72187
OH | hard coal | Summer Peak | 0.72845 | 0.66516 | 0.58906 | 0.56241 | 0.56313 | 0.58682 | 0.57516 | 0.61195 | 0.68635 | 0.7795 | 0.82116 | 0.85719 | 0.8846 | 0.89082 | 0.89539 | 0.90224 | 0.90269 | 0.90279 | 0.90227 | 0.90363 | 0.90211 | 0.90033 | 0.87809 | 0.81468 | 18.706 | 15 | 280.5894 | 0.90363
OH | hard coal | Winter Peak | 0.50905 | 0.49321 | 0.48852 | 0.48689 | 0.50826 | 0.59059 | 0.68278 | 0.71457 | 0.68003 | 0.64137 | 0.6379 | 0.6379 | 0.63499 | 0.60338 | 0.57212 | 0.64284 | 0.69941 | 0.7496 | 0.75287 | 0.75321 | 0.75321 | 0.74668 | 0.68873 | 0.67133 | 15.3394 | 5 | 76.6972 | 0.75321
OH | heavy or residual fuel oil | Winter | 0 | 0 | 0 | 0 | 0 | 0 | 0 | 0 | 0 | 0 | 0 | 0 | 0 | 0 | 0 | 0 | 0 | 0.00088436 | 0.0067849 | 0.0033925 | 0.0015368 | 0 | 0 | 0 | 0.012599 | 58 | 0.73071 | 0.0067849
OH | heavy or residual fuel oil | Spring | 0 | 0 | 0 | 0 | 0 | 0 | 0 | 0 | 0 | 0 | 0 | 0 | 0 | 0 | 0 | 0 | 0 | 0 | 0.049468 | 0.076695 | 0.033192 | 0 | 0 | 0 | 0.15935 | 101 | 16.0948 | 0.076695
OH | heavy or residual fuel oil | Summer | 0.0011487 | 0.0011487 | 0.0011487 | 0.0011487 | 0.0011487 | 0.0011487 | 0.0011487 | 0.0011487 | 0.0011487 | 0.0011487 | 0.0011487 | 0.021372 | 0.058205 | 0.14836 | 0.21052 | 0.28867 | 0.44894 | 0.64543 | 0.80114 | 0.55958 | 0.22967 | 0.050371 | 0 | 0 | 3.4749 | 94 | 326.6409 | 0.80114
OH | heavy or residual fuel oil | Fall | 0.037035 | 0.037035 | 0.037035 | 0.037035 | 0.037035 | 0.037035 | 0.037035 | 0.037035 | 0.037035 | 0.037035 | 0.037035 | 0.037035 | 0.037035 | 0.037035 | 0.046918 | 0.056425 | 0.098885 | 0.19452 | 0.21265 | 0.13839 | 0.057876 | 0.037035 | 0.037035 | 0.037035 | 1.4353 | 92 | 132.0442 | 0.21265
OH | heavy or residual fuel oil | Summer Peak | 0 | 0 | 0 | 0 | 0 | 0 | 0 | 0 | 0 | 0 | 0 | 0 | 0 | 0.14417 | 0.8568 | 0.95 | 0.95 | 0.95 | 0.95 | 0.95 | 0.8568 | 0.75032 | 0 | 0 | 7.3581 | 15 | 110.3713 | 0.95
OH | heavy or residual fuel oil | Winter Peak | 0 | 0 | 0 | 0 | 0 | 0 | 0 | 0 | 0 | 0 | 0 | 0 | 0 | 0 | 0 | 0 | 0 | 0 | 0 | 0 | 0 | 0 | 0 | 0 | 0 | 5 | 0 | 0
OH | hydro | Winter | 0.49942 | 0.49942 | 0.49942 | 0.49942 | 0.49942 | 0.49942 | 0.49942 | 0.49942 | 0.49942 | 0.49942 | 0.49942 | 0.49942 | 0.49942 | 0.49942 | 0.49942 | 0.49942 | 0.49942 | 0.49942 | 0.49942 | 0.49942 | 0.49942 | 0.49942 | 0.49942 | 0.49942 | 11.9861 | 58 | 695.1947 | 0.49942
OH | hydro | Spring | 0.585 | 0.585 | 0.585 | 0.585 | 0.585 | 0.585 | 0.585 | 0.585 | 0.585 | 0.585 | 0.585 | 0.585 | 0.585 | 0.585 | 0.585 | 0.585 | 0.585 | 0.585 | 0.585 | 0.585 | 0.585 | 0.585 | 0.585 | 0.585 | 14.0401 | 101 | 1418.0488 | 0.585
OH | hydro | Summer | 0.50662 | 0.50662 | 0.50662 | 0.50662 | 0.50662 | 0.50662 | 0.50662 | 0.50662 | 0.50662 | 0.50662 | 0.50662 | 0.50662 | 0.50662 | 0.50662 | 0.50662 | 0.50662 | 0.50662 | 0.50662 | 0.50662 | 0.50662 | 0.50662 | 0.50662 | 0.50662 | 0.50662 | 12.1588 | 94 | 1142.9259 | 0.50662
OH | hydro | Fall | 0.5571 | 0.5571 | 0.5571 | 0.5571 | 0.5571 | 0.5571 | 0.5571 | 0.5571 | 0.5571 | 0.5571 | 0.5571 | 0.5571 | 0.5571 | 0.5571 | 0.5571 | 0.5571 | 0.5571 | 0.5571 | 0.5571 | 0.5571 | 0.5571 | 0.5571 | 0.5571 | 0.5571 | 13.3703 | 92 | 1230.0703 | 0.5571
OH | hydro | Summer Peak | 0.67252 | 0.67252 | 0.67252 | 0.67252 | 0.67252 | 0.67252 | 0.67252 | 0.67252 | 0.67252 | 0.67252 | 0.67252 | 0.67252 | 0.67252 | 0.67252 | 0.67252 | 0.67252 | 0.67252 | 0.67252 | 0.67252 | 0.67252 | 0.67252 | 0.67252 | 0.67252 | 0.67252 | 16.1404 | 15 | 242.1067 | 0.67252
OH | hydro | Winter Peak | 0.50621 | 0.50621 | 0.50621 | 0.50621 | 0.50621 | 0.50621 | 0.50621 | 0.50621 | 0.50621 | 0.50621 | 0.50621 | 0.50621 | 0.50621 | 0.50621 | 0.50621 | 0.50621 | 0.50621 | 0.50621 | 0.50621 | 0.50621 | 0.50621 | 0.50621 | 0.50621 | 0.50621 | 12.1491 | 5 | 60.7455 | 0.50621
OH | hydrogen combined cycle | Winter | 0.67559 | 0.66585 | 0.66299 | 0.6642 | 0.67222 | 0.70242 | 0.73984 | 0.73814 | 0.71796 | 0.70852 | 0.71174 | 0.70973 | 0.70282 | 0.69434 | 0.69399 | 0.71322 | 0.75581 | 0.78055 | 0.78106 | 0.78055 | 0.77867 | 0.7731 | 0.74925 | 0.7067 | 17.2793 | 58 | 1002.1966 | 0.78106
OH | hydrogen combined cycle | Spring | 0.74477 | 0.71099 | 0.6911 | 0.68984 | 0.70245 | 0.7216 | 0.72073 | 0.72056 | 0.72754 | 0.74704 | 0.76101 | 0.76936 | 0.77688 | 0.77804 | 0.78016 | 0.78377 | 0.78715 | 0.79238 | 0.79279 | 0.79279 | 0.79279 | 0.79279 | 0.78365 | 0.75822 | 18.1184 | 101 | 1829.9555 | 0.79279
OH | hydrogen combined cycle | Summer | 0.7621 | 0.74095 | 0.72467 | 0.71735 | 0.71973 | 0.71772 | 0.68802 | 0.72066 | 0.7509 | 0.77599 | 0.78775 | 0.7904 | 0.79265 | 0.79279 | 0.79279 | 0.79279 | 0.79279 | 0.79279 | 0.79279 | 0.79279 | 0.79279 | 0.79279 | 0.79279 | 0.79017 | 18.4069 | 94 | 1730.2523 | 0.79279
OH | hydrogen combined cycle | Fall | 0.79109 | 0.78995 | 0.78976 | 0.78958 | 0.78976 | 0.79071 | 0.79128 | 0.77831 | 0.78523 | 0.7892 | 0.79109 | 0.79109 | 0.79109 | 0.79109 | 0.79109 | 0.79109 | 0.79277 | 0.79279 | 0.79279 | 0.79279 | 0.79279 | 0.7926 | 0.79109 | 0.79109 | 18.9701 | 92 | 1745.2468 | 0.79279
OH | hydrogen combined cycle | Summer Peak | 0.79279 | 0.68907 | 0.68907 | 0.68907 | 0.68907 | 0.68907 | 0.62172 | 0.72364 | 0.79279 | 0.79279 | 0.79279 | 0.79279 | 0.79279 | 0.79279 | 0.79279 | 0.79279 | 0.79279 | 0.79279 | 0.79279 | 0.79279 | 0.79279 | 0.79279 | 0.79279 | 0.79279 | 18.2681 | 15 | 274.0215 | 0.79279
OH | hydrogen combined cycle | Winter Peak | 0.61569 | 0.56574 | 0.51556 | 0.53177 | 0.60124 | 0.66672 | 0.67754 | 0.67754 | 0.72581 | 0.75822 | 0.71212 | 0.68907 | 0.68907 | 0.68907 | 0.68907 | 0.68907 | 0.79279 | 0.79279 | 0.79279 | 0.79279 | 0.79279 | 0.79279 | 0.7006 | 0.68907 | 16.6397 | 5 | 83.1986 | 0.79279
OH | hydrogen ct | Winter | 5.9236e-05 | 5.9236e-05 | 5.9236e-05 | 5.9236e-05 | 5.9236e-05 | 5.9236e-05 | 0.016315 | 0.016315 | 0.01611 | 0.01611 | 0.01611 | 0.01611 | 0.01611 | 0.01611 | 0.01611 | 0.01611 | 0.01611 | 0.016315 | 0.058553 | 0.10111 | 0.063512 | 0.00026417 | 5.9236e-05 | 5.9236e-05 | 0.41784 | 58 | 24.2349 | 0.10111
OH | hydrogen ct | Spring | 0.078467 | 0.078467 | 0.078467 | 0.078467 | 0.078467 | 0.078467 | 0.078467 | 0.078467 | 0.078467 | 0.078467 | 0.078467 | 0.092251 | 0.15565 | 0.28107 | 0.48747 | 0.62487 | 0.94411 | 1 | 1 | 1 | 0.65206 | 0.28519 | 0.13885 | 0.13278 | 7.6575 | 101 | 773.4028 | 1
OH | hydrogen ct | Summer | 5.9236e-05 | 5.9236e-05 | 5.9236e-05 | 5.9236e-05 | 5.9236e-05 | 5.9236e-05 | 5.9236e-05 | 5.9236e-05 | 5.9236e-05 | 5.9236e-05 | 5.9236e-05 | 5.9236e-05 | 5.9236e-05 | 5.9236e-05 | 5.9236e-05 | 5.9236e-05 | 5.9236e-05 | 0.045126 | 0.13397 | 0.12698 | 0.069913 | 0.01974 | 0.0099629 | 0.0099629 | 0.41666 | 94 | 39.1662 | 0.13397
OH | hydrogen ct | Fall | 0.10003 | 0.10003 | 0.10003 | 0.10003 | 0.10003 | 0.10003 | 0.10003 | 0.10003 | 0.10003 | 0.10003 | 0.10003 | 0.11591 | 0.1835 | 0.23458 | 0.29699 | 0.38334 | 0.49417 | 0.65766 | 0.75027 | 0.56149 | 0.24556 | 0.11278 | 0.026956 | 0.020297 | 5.1839 | 92 | 476.9158 | 0.75027
OH | hydrogen ct | Summer Peak | 0.18387 | 0.18387 | 0.18387 | 0.18387 | 0.18387 | 0.18387 | 0.18387 | 0.18387 | 0.18387 | 0.18387 | 0.22524 | 0.62313 | 1 | 1 | 1 | 1 | 1 | 1 | 1 | 1 | 1 | 0.83981 | 0.24566 | 0.24514 | 13.0177 | 15 | 195.2652 | 1
OH | hydrogen ct | Winter Peak | 5.9236e-05 | 5.9236e-05 | 5.9236e-05 | 5.9236e-05 | 5.9236e-05 | 5.9236e-05 | 5.9236e-05 | 5.9236e-05 | 5.9236e-05 | 5.9236e-05 | 5.9236e-05 | 5.9236e-05 | 5.9236e-05 | 5.9236e-05 | 5.9236e-05 | 5.9236e-05 | 5.9236e-05 | 0.18387 | 0.18387 | 0.18387 | 0.18387 | 0.18387 | 5.9236e-05 | 5.9236e-05 | 0.92048 | 5 | 4.6024 | 0.18387
OH | lignite ccs | Winter | 0.8 | 0.8 | 0.8 | 0.8 | 0.8 | 0.8 | 0.8 | 0.8 | 0.8 | 0.8 | 0.8 | 0.8 | 0.8 | 0.8 | 0.8 | 0.8 | 0.8 | 0.8 | 0.8 | 0.8 | 0.8 | 0.8 | 0.8 | 0.8 | 19.2 | 58 | 1113.6 | 0.8
OH | lignite ccs | Spring | 0.8 | 0.8 | 0.8 | 0.8 | 0.8 | 0.8 | 0.8 | 0.8 | 0.8 | 0.8 | 0.8 | 0.8 | 0.8 | 0.8 | 0.8 | 0.8 | 0.8 | 0.8 | 0.8 | 0.8 | 0.8 | 0.8 | 0.8 | 0.8 | 19.2 | 101 | 1939.2 | 0.8
OH | lignite ccs | Summer | 0.8 | 0.8 | 0.8 | 0.8 | 0.8 | 0.8 | 0.8 | 0.8 | 0.8 | 0.8 | 0.8 | 0.8 | 0.8 | 0.8 | 0.8 | 0.8 | 0.8 | 0.8 | 0.8 | 0.8 | 0.8 | 0.8 | 0.8 | 0.8 | 19.2 | 94 | 1804.8 | 0.8
OH | lignite ccs | Fall | 0.8 | 0.8 | 0.8 | 0.8 | 0.8 | 0.8 | 0.8 | 0.8 | 0.8 | 0.8 | 0.8 | 0.8 | 0.8 | 0.8 | 0.8 | 0.8 | 0.8 | 0.8 | 0.8 | 0.8 | 0.8 | 0.8 | 0.8 | 0.8 | 19.2 | 92 | 1766.4 | 0.8
OH | lignite ccs | Summer Peak | 0.8 | 0.8 | 0.8 | 0.8 | 0.8 | 0.8 | 0.8 | 0.8 | 0.8 | 0.8 | 0.8 | 0.8 | 0.8 | 0.8 | 0.8 | 0.8 | 0.8 | 0.8 | 0.8 | 0.8 | 0.8 | 0.8 | 0.8 | 0.8 | 19.2 | 15 | 288 | 0.8
OH | lignite ccs | Winter Peak | 0.8 | 0.8 | 0.8 | 0.8 | 0.8 | 0.8 | 0.8 | 0.8 | 0.8 | 0.8 | 0.8 | 0.8 | 0.8 | 0.8 | 0.8 | 0.8 | 0.8 | 0.8 | 0.8 | 0.8 | 0.8 | 0.8 | 0.8 | 0.8 | 19.2 | 5 | 96 | 0.8
OH | lignite | Winter | 0.638 | 0.638 | 0.638 | 0.638 | 0.638 | 0.638 | 0.638 | 0.638 | 0.638 | 0.638 | 0.638 | 0.638 | 0.638 | 0.638 | 0.638 | 0.638 | 0.638 | 0.638 | 0.638 | 0.638 | 0.638 | 0.638 | 0.638 | 0.638 | 15.312 | 58 | 888.096 | 0.638
OH | lignite | Spring | 0.638 | 0.638 | 0.638 | 0.638 | 0.638 | 0.638 | 0.638 | 0.638 | 0.638 | 0.638 | 0.638 | 0.638 | 0.638 | 0.638 | 0.638 | 0.638 | 0.638 | 0.638 | 0.638 | 0.638 | 0.638 | 0.638 | 0.638 | 0.638 | 15.312 | 101 | 1546.512 | 0.638
OH | lignite | Summer | 0.638 | 0.638 | 0.638 | 0.638 | 0.638 | 0.638 | 0.638 | 0.638 | 0.638 | 0.638 | 0.638 | 0.638 | 0.638 | 0.638 | 0.638 | 0.638 | 0.638 | 0.638 | 0.638 | 0.638 | 0.638 | 0.638 | 0.638 | 0.638 | 15.312 | 94 | 1439.328 | 0.638
OH | lignite | Fall | 0.638 | 0.638 | 0.638 | 0.638 | 0.638 | 0.638 | 0.638 | 0.638 | 0.638 | 0.638 | 0.638 | 0.638 | 0.638 | 0.638 | 0.638 | 0.638 | 0.638 | 0.638 | 0.638 | 0.638 | 0.638 | 0.638 | 0.638 | 0.638 | 15.312 | 92 | 1408.704 | 0.638
OH | lignite | Summer Peak | 0.638 | 0.638 | 0.638 | 0.638 | 0.638 | 0.638 | 0.638 | 0.638 | 0.638 | 0.638 | 0.638 | 0.638 | 0.638 | 0.638 | 0.638 | 0.638 | 0.638 | 0.638 | 0.638 | 0.638 | 0.638 | 0.638 | 0.638 | 0.638 | 15.312 | 15 | 229.68 | 0.638
OH | lignite | Winter Peak | 0.638 | 0.638 | 0.638 | 0.638 | 0.638 | 0.638 | 0.638 | 0.638 | 0.638 | 0.638 | 0.638 | 0.638 | 0.638 | 0.638 | 0.638 | 0.638 | 0.638 | 0.638 | 0.638 | 0.638 | 0.638 | 0.638 | 0.638 | 0.638 | 15.312 | 5 | 76.56 | 0.638
OH | municipal solid waste | Winter | 0.7342 | 0.7342 | 0.7342 | 0.7342 | 0.7342 | 0.7342 | 0.7342 | 0.7342 | 0.7342 | 0.7342 | 0.7342 | 0.7342 | 0.7342 | 0.7342 | 0.7342 | 0.7342 | 0.7342 | 0.7342 | 0.7342 | 0.7342 | 0.7342 | 0.7342 | 0.7342 | 0.7342 | 17.6208 | 58 | 1022.0064 | 0.7342
OH | municipal solid waste | Spring | 0.7342 | 0.7342 | 0.7342 | 0.7342 | 0.7342 | 0.7342 | 0.7342 | 0.7342 | 0.7342 | 0.7342 | 0.7342 | 0.7342 | 0.7342 | 0.7342 | 0.7342 | 0.7342 | 0.7342 | 0.7342 | 0.7342 | 0.7342 | 0.7342 | 0.7342 | 0.7342 | 0.7342 | 17.6208 | 101 | 1779.7008 | 0.7342
OH | municipal solid waste | Summer | 0.7342 | 0.7342 | 0.7342 | 0.7342 | 0.7342 | 0.7342 | 0.7342 | 0.7342 | 0.7342 | 0.7342 | 0.7342 | 0.7342 | 0.7342 | 0.7342 | 0.7342 | 0.7342 | 0.7342 | 0.7342 | 0.7342 | 0.7342 | 0.7342 | 0.7342 | 0.7342 | 0.7342 | 17.6208 | 94 | 1656.3552 | 0.7342
OH | municipal solid waste | Fall | 0.7342 | 0.7342 | 0.7342 | 0.7342 | 0.7342 | 0.7342 | 0.7342 | 0.7342 | 0.7342 | 0.7342 | 0.7342 | 0.7342 | 0.7342 | 0.7342 | 0.7342 | 0.7342 | 0.7342 | 0.7342 | 0.7342 | 0.7342 | 0.7342 | 0.7342 | 0.7342 | 0.7342 | 17.6208 | 92 | 1621.1136 | 0.7342
OH | municipal solid waste | Summer Peak | 0.7342 | 0.7342 | 0.7342 | 0.7342 | 0.7342 | 0.7342 | 0.7342 | 0.7342 | 0.7342 | 0.7342 | 0.7342 | 0.7342 | 0.7342 | 0.7342 | 0.7342 | 0.7342 | 0.7342 | 0.7342 | 0.7342 | 0.7342 | 0.7342 | 0.7342 | 0.7342 | 0.7342 | 17.6208 | 15 | 264.312 | 0.7342
OH | municipal solid waste | Winter Peak | 0.7342 | 0.7342 | 0.7342 | 0.7342 | 0.7342 | 0.7342 | 0.7342 | 0.7342 | 0.7342 | 0.7342 | 0.7342 | 0.7342 | 0.7342 | 0.7342 | 0.7342 | 0.7342 | 0.7342 | 0.7342 | 0.7342 | 0.7342 | 0.7342 | 0.7342 | 0.7342 | 0.7342 | 17.6208 | 5 | 88.104 | 0.7342
OH | natural gas peaker | Winter | 5.9236e-05 | 5.9236e-05 | 5.9236e-05 | 5.9236e-05 | 5.9236e-05 | 5.9236e-05 | 0.016315 | 0.016315 | 0.01611 | 0.01611 | 0.01611 | 0.01611 | 0.01611 | 0.01611 | 0.01611 | 0.01611 | 0.01611 | 0.016315 | 0.058553 | 0.10111 | 0.063512 | 0.00026417 | 5.9236e-05 | 5.9236e-05 | 0.41784 | 58 | 24.2349 | 0.10111
OH | natural gas peaker | Spring | 0.078467 | 0.078467 | 0.078467 | 0.078467 | 0.078467 | 0.078467 | 0.078467 | 0.078467 | 0.078467 | 0.078467 | 0.078467 | 0.092251 | 0.15565 | 0.28107 | 0.48747 | 0.62487 | 0.94411 | 1 | 1 | 1 | 0.65206 | 0.28519 | 0.13885 | 0.13278 | 7.6575 | 101 | 773.4028 | 1
OH | natural gas peaker | Summer | 5.9236e-05 | 5.9236e-05 | 5.9236e-05 | 5.9236e-05 | 5.9236e-05 | 5.9236e-05 | 5.9236e-05 | 5.9236e-05 | 5.9236e-05 | 5.9236e-05 | 5.9236e-05 | 5.9236e-05 | 5.9236e-05 | 5.9236e-05 | 5.9236e-05 | 5.9236e-05 | 5.9236e-05 | 0.045126 | 0.13397 | 0.12698 | 0.069913 | 0.01974 | 0.0099629 | 0.0099629 | 0.41666 | 94 | 39.1662 | 0.13397
OH | natural gas peaker | Fall | 0.10003 | 0.10003 | 0.10003 | 0.10003 | 0.10003 | 0.10003 | 0.10003 | 0.10003 | 0.10003 | 0.10003 | 0.10003 | 0.11591 | 0.1835 | 0.23458 | 0.29699 | 0.38334 | 0.49417 | 0.65766 | 0.75027 | 0.56149 | 0.24556 | 0.11278 | 0.026956 | 0.020297 | 5.1839 | 92 | 476.9158 | 0.75027
OH | natural gas peaker | Summer Peak | 0.18387 | 0.18387 | 0.18387 | 0.18387 | 0.18387 | 0.18387 | 0.18387 | 0.18387 | 0.18387 | 0.18387 | 0.22524 | 0.62313 | 1 | 1 | 1 | 1 | 1 | 1 | 1 | 1 | 1 | 0.83981 | 0.24566 | 0.24514 | 13.0177 | 15 | 195.2652 | 1
OH | natural gas peaker | Winter Peak | 5.9236e-05 | 5.9236e-05 | 5.9236e-05 | 5.9236e-05 | 5.9236e-05 | 5.9236e-05 | 5.9236e-05 | 5.9236e-05 | 5.9236e-05 | 5.9236e-05 | 5.9236e-05 | 5.9236e-05 | 5.9236e-05 | 5.9236e-05 | 5.9236e-05 | 5.9236e-05 | 5.9236e-05 | 0.18387 | 0.18387 | 0.18387 | 0.18387 | 0.18387 | 5.9236e-05 | 5.9236e-05 | 0.92048 | 5 | 4.6024 | 0.18387
OH | nuclear | Winter | 0.93858 | 0.93858 | 0.93858 | 0.93858 | 0.93858 | 0.93858 | 0.93858 | 0.93858 | 0.93858 | 0.93858 | 0.93858 | 0.93858 | 0.93858 | 0.93858 | 0.93858 | 0.93858 | 0.93858 | 0.93858 | 0.93858 | 0.93858 | 0.93858 | 0.93858 | 0.93858 | 0.93858 | 22.526 | 58 | 1306.5051 | 0.93858
OH | nuclear | Spring | 0.93858 | 0.93858 | 0.93858 | 0.93858 | 0.93858 | 0.93858 | 0.93711 | 0.93858 | 0.93858 | 0.93858 | 0.93858 | 0.93858 | 0.93858 | 0.93858 | 0.93858 | 0.93858 | 0.93858 | 0.93858 | 0.93858 | 0.93858 | 0.93858 | 0.93858 | 0.93858 | 0.93858 | 22.5245 | 101 | 2274.9722 | 0.93858
OH | nuclear | Summer | 0.93858 | 0.93858 | 0.93858 | 0.93858 | 0.93858 | 0.93858 | 0.93858 | 0.93858 | 0.93858 | 0.93858 | 0.93858 | 0.93858 | 0.93858 | 0.93858 | 0.93858 | 0.93858 | 0.93858 | 0.93858 | 0.93858 | 0.93858 | 0.93858 | 0.93858 | 0.93858 | 0.93858 | 22.526 | 94 | 2117.4394 | 0.93858
OH | nuclear | Fall | 0.93858 | 0.93858 | 0.93858 | 0.93858 | 0.93858 | 0.93858 | 0.93552 | 0.93552 | 0.93858 | 0.93858 | 0.93858 | 0.93858 | 0.93858 | 0.93858 | 0.93858 | 0.93858 | 0.93858 | 0.93858 | 0.93858 | 0.93858 | 0.93858 | 0.93858 | 0.93858 | 0.93858 | 22.5198 | 92 | 2071.8243 | 0.93858
OH | nuclear | Summer Peak | 0.93858 | 0.93858 | 0.93858 | 0.93858 | 0.93858 | 0.93858 | 0.93858 | 0.93858 | 0.93858 | 0.93858 | 0.93858 | 0.93858 | 0.93858 | 0.93858 | 0.93858 | 0.93858 | 0.93858 | 0.93858 | 0.93858 | 0.93858 | 0.93858 | 0.93858 | 0.93858 | 0.93858 | 22.526 | 15 | 337.8893 | 0.93858
OH | nuclear | Winter Peak | 0.93858 | 0.93858 | 0.93858 | 0.93858 | 0.93858 | 0.93858 | 0.93858 | 0.93858 | 0.93858 | 0.93858 | 0.93858 | 0.93858 | 0.93858 | 0.93858 | 0.93858 | 0.93858 | 0.93858 | 0.93858 | 0.93858 | 0.93858 | 0.93858 | 0.93858 | 0.93858 | 0.93858 | 22.526 | 5 | 112.6298 | 0.93858
OH | offshore wind | Winter | 0.48268 | 0.48177 | 0.47898 | 0.47176 | 0.46757 | 0.46609 | 0.47742 | 0.48268 | 0.47824 | 0.45337 | 0.42882 | 0.40846 | 0.3954 | 0.39154 | 0.3913 | 0.39688 | 0.4156 | 0.43768 | 0.45378 | 0.47315 | 0.48588 | 0.49614 | 0.50312 | 0.50624 | 10.9245 | 58 | 633.6238 | 0.50624
OH | offshore wind | Spring | 0.33055 | 0.31801 | 0.31325 | 0.30792 | 0.29642 | 0.28769 | 0.27817 | 0.26554 | 0.25035 | 0.23673 | 0.22867 | 0.22598 | 0.21796 | 0.22089 | 0.23008 | 0.24474 | 0.26492 | 0.27822 | 0.28581 | 0.3075 | 0.31476 | 0.31768 | 0.32852 | 0.32862 | 6.679 | 101 | 674.5762 | 0.33055
OH | offshore wind | Summer | 0.48283 | 0.47315 | 0.46738 | 0.46221 | 0.45892 | 0.45684 | 0.45694 | 0.45456 | 0.44681 | 0.43379 | 0.41646 | 0.408 | 0.40836 | 0.4075 | 0.40978 | 0.41966 | 0.43582 | 0.46079 | 0.47746 | 0.49438 | 0.49554 | 0.50228 | 0.50659 | 0.49372 | 10.9297 | 94 | 1027.3952 | 0.50659
OH | offshore wind | Fall | 0.38665 | 0.39658 | 0.40399 | 0.40119 | 0.39814 | 0.38913 | 0.37971 | 0.36827 | 0.3516 | 0.33266 | 0.31579 | 0.30248 | 0.29042 | 0.29265 | 0.29741 | 0.30932 | 0.33364 | 0.36356 | 0.38737 | 0.40756 | 0.42319 | 0.4089 | 0.39156 | 0.3852 | 8.717 | 92 | 801.9619 | 0.42319
OH | offshore wind | Summer Peak | 0.23048 | 0.25206 | 0.26413 | 0.2673 | 0.28444 | 0.27905 | 0.26762 | 0.25175 | 0.23651 | 0.22032 | 0.21683 | 0.20095 | 0.23778 | 0.25524 | 0.25778 | 0.26063 | 0.26794 | 0.24984 | 0.23873 | 0.2381 | 0.23683 | 0.20603 | 0.17937 | 0.15365 | 5.7533 | 15 | 86.3 | 0.28444
OH | offshore wind | Winter Peak | 0.33333 | 0.32476 | 0.32762 | 0.34 | 0.35619 | 0.37429 | 0.4 | 0.41619 | 0.42762 | 0.43143 | 0.42952 | 0.41143 | 0.39238 | 0.37524 | 0.37143 | 0.37429 | 0.39143 | 0.42762 | 0.45048 | 0.44952 | 0.44286 | 0.4419 | 0.44571 | 0.42286 | 9.5581 | 5 | 47.7905 | 0.45048
OH | onshore wind | Winter | 0.42774 | 0.41675 | 0.41079 | 0.40613 | 0.40006 | 0.39046 | 0.38331 | 0.37088 | 0.32842 | 0.28521 | 0.27225 | 0.27411 | 0.27854 | 0.28909 | 0.30309 | 0.31645 | 0.34087 | 0.38108 | 0.41094 | 0.42844 | 0.43807 | 0.44696 | 0.45247 | 0.45341 | 8.9055 | 58 | 516.5203 | 0.45341
OH | onshore wind | Spring | 0.3258 | 0.31678 | 0.3075 | 0.29402 | 0.28475 | 0.26559 | 0.21684 | 0.17442 | 0.15883 | 0.14585 | 0.14119 | 0.14456 | 0.1552 | 0.16891 | 0.18512 | 0.20184 | 0.22199 | 0.23609 | 0.25752 | 0.3138 | 0.3491 | 0.3492 | 0.33891 | 0.32581 | 5.8796 | 101 | 593.8413 | 0.3492
OH | onshore wind | Summer | 0.43963 | 0.43019 | 0.42267 | 0.41191 | 0.4031 | 0.39986 | 0.3892 | 0.35413 | 0.30002 | 0.26797 | 0.26442 | 0.27392 | 0.28404 | 0.29313 | 0.29967 | 0.30561 | 0.31852 | 0.35273 | 0.38922 | 0.41669 | 0.43376 | 0.43825 | 0.43926 | 0.43574 | 8.7636 | 94 | 823.7821 | 0.43963
OH | onshore wind | Fall | 0.36388 | 0.35873 | 0.35279 | 0.34648 | 0.34171 | 0.33531 | 0.2917 | 0.23113 | 0.18091 | 0.1647 | 0.16978 | 0.18441 | 0.20421 | 0.22275 | 0.23774 | 0.24648 | 0.25396 | 0.27384 | 0.30642 | 0.35914 | 0.38226 | 0.39106 | 0.38037 | 0.36573 | 6.9455 | 92 | 638.9845 | 0.39106
OH | onshore wind | Summer Peak | 0.26286 | 0.2743 | 0.27852 | 0.27395 | 0.25938 | 0.22186 | 0.14479 | 0.083669 | 0.074289 | 0.072053 | 0.08786 | 0.11129 | 0.14448 | 0.15822 | 0.17707 | 0.18231 | 0.17663 | 0.15416 | 0.15522 | 0.21079 | 0.2229 | 0.24402 | 0.26223 | 0.28704 | 4.5199 | 15 | 67.7983 | 0.28704
OH | onshore wind | Winter Peak | 0.26203 | 0.24304 | 0.23387 | 0.22271 | 0.21771 | 0.21296 | 0.20014 | 0.18755 | 0.1494 | 0.1182 | 0.11535 | 0.12964 | 0.14295 | 0.14386 | 0.14529 | 0.15597 | 0.22318 | 0.29941 | 0.32805 | 0.33665 | 0.34074 | 0.3522 | 0.36217 | 0.35082 | 5.4739 | 5 | 27.3695 | 0.36217
OH | petroleum | Winter | 5.9236e-05 | 5.9236e-05 | 5.9236e-05 | 5.9236e-05 | 5.9236e-05 | 5.9236e-05 | 0.016315 | 0.016315 | 0.01611 | 0.01611 | 0.01611 | 0.01611 | 0.01611 | 0.01611 | 0.01611 | 0.01611 | 0.01611 | 0.016315 | 0.058553 | 0.10111 | 0.063512 | 0.00026417 | 5.9236e-05 | 5.9236e-05 | 0.41784 | 58 | 24.2349 | 0.10111
OH | petroleum | Spring | 0.078467 | 0.078467 | 0.078467 | 0.078467 | 0.078467 | 0.078467 | 0.078467 | 0.078467 | 0.078467 | 0.078467 | 0.078467 | 0.092251 | 0.15565 | 0.28107 | 0.48747 | 0.62487 | 0.94411 | 1 | 1 | 1 | 0.65206 | 0.28519 | 0.13885 | 0.13278 | 7.6575 | 101 | 773.4028 | 1
OH | petroleum | Summer | 5.9236e-05 | 5.9236e-05 | 5.9236e-05 | 5.9236e-05 | 5.9236e-05 | 5.9236e-05 | 5.9236e-05 | 5.9236e-05 | 5.9236e-05 | 5.9236e-05 | 5.9236e-05 | 5.9236e-05 | 5.9236e-05 | 5.9236e-05 | 5.9236e-05 | 5.9236e-05 | 5.9236e-05 | 0.045126 | 0.13397 | 0.12698 | 0.069913 | 0.01974 | 0.0099629 | 0.0099629 | 0.41666 | 94 | 39.1662 | 0.13397
OH | petroleum | Fall | 0.10003 | 0.10003 | 0.10003 | 0.10003 | 0.10003 | 0.10003 | 0.10003 | 0.10003 | 0.10003 | 0.10003 | 0.10003 | 0.11591 | 0.1835 | 0.23458 | 0.29699 | 0.38334 | 0.49417 | 0.65766 | 0.75027 | 0.56149 | 0.24556 | 0.11278 | 0.026956 | 0.020297 | 5.1839 | 92 | 476.9158 | 0.75027
OH | petroleum | Summer Peak | 0.18387 | 0.18387 | 0.18387 | 0.18387 | 0.18387 | 0.18387 | 0.18387 | 0.18387 | 0.18387 | 0.18387 | 0.22524 | 0.62313 | 1 | 1 | 1 | 1 | 1 | 1 | 1 | 1 | 1 | 0.83981 | 0.24566 | 0.24514 | 13.0177 | 15 | 195.2652 | 1
OH | petroleum | Winter Peak | 5.9236e-05 | 5.9236e-05 | 5.9236e-05 | 5.9236e-05 | 5.9236e-05 | 5.9236e-05 | 5.9236e-05 | 5.9236e-05 | 5.9236e-05 | 5.9236e-05 | 5.9236e-05 | 5.9236e-05 | 5.9236e-05 | 5.9236e-05 | 5.9236e-05 | 5.9236e-05 | 5.9236e-05 | 0.18387 | 0.18387 | 0.18387 | 0.18387 | 0.18387 | 5.9236e-05 | 5.9236e-05 | 0.92048 | 5 | 4.6024 | 0.18387
OH | pumped hydro | Winter | 0.050786 | 0.031782 | 0.011015 | 0.0036035 | 0.0015851 | 0.005556 | 0.040084 | 0.033931 | 0.015151 | 0.0089085 | 0.0017651 | 0.0025064 | 0.0017282 | 0.0011129 | 0.0006206 | 0.00067935 | 0.0057153 | 0.12696 | 0.27549 | 0.26941 | 0.19322 | 0.12361 | 0.087958 | 0.059443 | 1.3526 | 58 | 78.4521 | 0.27549
OH | pumped hydro | Spring | 0.13406 | 0.089046 | 0.043601 | 0.027674 | 0.022308 | 0.021574 | 0.03002 | 0.021769 | 0.01624 | 0.0019417 | 0.0019339 | 0.0016268 | 0.0017358 | 0.0033852 | 0.0067275 | 0.010701 | 0.041979 | 0.14699 | 0.34078 | 0.37694 | 0.3594 | 0.20445 | 0.15713 | 0.1425 | 2.2045 | 101 | 222.6554 | 0.37694
OH | pumped hydro | Summer | 0.088023 | 0.039339 | 0.016514 | 0.0093124 | 0.0054294 | 0.0038308 | 0.0031176 | 0.0012654 | 0.00015248 | 2.3472e-05 | 0.00083549 | 0.022595 | 0.10315 | 0.18902 | 0.2678 | 0.35551 | 0.45477 | 0.53128 | 0.58425 | 0.58312 | 0.54844 | 0.32976 | 0.16117 | 0.12689 | 4.4256 | 94 | 416.0066 | 0.58425
OH | pumped hydro | Fall | 0.087977 | 0.062359 | 0.024155 | 0.0062008 | 0.0025893 | 0.0017164 | 0.0023704 | 0.0063496 | 0.0078345 | 0.00033795 | 0.00071655 | 0.00089718 | 0.0046131 | 0.012083 | 0.021131 | 0.03584 | 0.098139 | 0.31041 | 0.39754 | 0.41951 | 0.24537 | 0.15513 | 0.1382 | 0.11573 | 2.1572 | 92 | 198.4626 | 0.41951
OH | pumped hydro | Summer Peak | 0.13154 | 0.040447 | 0 | 0 | 0 | 0 | 0 | 0 | 0 | 0.00043189 | 0.0018473 | 0.083516 | 0.34412 | 0.45311 | 0.54917 | 0.60615 | 0.63472 | 0.64234 | 0.639 | 0.63262 | 0.72697 | 0.67088 | 0.19429 | 0.14993 | 6.5011 | 15 | 97.5161 | 0.72697
OH | pumped hydro | Winter Peak | 0.0047638 | 0.0026573 | 0.0018473 | 0.0018473 | 0 | 0.094888 | 0.19155 | 0.14615 | 0.0043146 | 0.012964 | 0.003345 | 0.0052486 | 0.0036945 | 0 | 0 | 0 | 0.0048896 | 0.20752 | 0.3746 | 0.38504 | 0.33367 | 0.19894 | 0.069298 | 0.020111 | 2.0674 | 5 | 10.3368 | 0.38504
OH | smr | Winter | 0.93523 | 0.93523 | 0.93523 | 0.93523 | 0.93523 | 0.93523 | 0.93523 | 0.93523 | 0.93523 | 0.93523 | 0.93523 | 0.93523 | 0.93523 | 0.93523 | 0.93523 | 0.93523 | 0.93523 | 0.93523 | 0.93523 | 0.93523 | 0.93523 | 0.93523 | 0.93523 | 0.93523 | 22.4455 | 58 | 1301.8379 | 0.93523
OH | smr | Spring | 0.93523 | 0.93523 | 0.93523 | 0.93523 | 0.93523 | 0.93523 | 0.93523 | 0.93523 | 0.93523 | 0.93523 | 0.93523 | 0.93523 | 0.93523 | 0.93523 | 0.93523 | 0.93523 | 0.93523 | 0.93523 | 0.93523 | 0.93523 | 0.93523 | 0.93523 | 0.93523 | 0.93523 | 22.4455 | 101 | 2266.9935 | 0.93523
OH | smr | Summer | 0.93523 | 0.93523 | 0.93523 | 0.93523 | 0.93523 | 0.93523 | 0.93523 | 0.93523 | 0.93523 | 0.93523 | 0.93523 | 0.93523 | 0.93523 | 0.93523 | 0.93523 | 0.93523 | 0.93523 | 0.93523 | 0.93523 | 0.93523 | 0.93523 | 0.93523 | 0.93523 | 0.93523 | 22.4455 | 94 | 2109.8751 | 0.93523
OH | smr | Fall | 0.93523 | 0.93523 | 0.93523 | 0.93523 | 0.93523 | 0.93523 | 0.93523 | 0.93523 | 0.93523 | 0.93523 | 0.93523 | 0.93523 | 0.93523 | 0.93523 | 0.93523 | 0.93523 | 0.93523 | 0.93523 | 0.93523 | 0.93523 | 0.93523 | 0.93523 | 0.93523 | 0.93523 | 22.4455 | 92 | 2064.9842 | 0.93523
OH | smr | Summer Peak | 0.93523 | 0.93523 | 0.93523 | 0.93523 | 0.93523 | 0.93523 | 0.93523 | 0.93523 | 0.93523 | 0.93523 | 0.93523 | 0.93523 | 0.93523 | 0.93523 | 0.93523 | 0.93523 | 0.93523 | 0.93523 | 0.93523 | 0.93523 | 0.93523 | 0.93523 | 0.93523 | 0.93523 | 22.4455 | 15 | 336.6822 | 0.93523
OH | smr | Winter Peak | 0.93523 | 0.93523 | 0.93523 | 0.93523 | 0.93523 | 0.93523 | 0.93523 | 0.93523 | 0.93523 | 0.93523 | 0.93523 | 0.93523 | 0.93523 | 0.93523 | 0.93523 | 0.93523 | 0.93523 | 0.93523 | 0.93523 | 0.93523 | 0.93523 | 0.93523 | 0.93523 | 0.93523 | 22.4455 | 5 | 112.2274 | 0.93523
OH | solar pv dist | Winter | 0 | 0 | 0 | 0 | 0 | 0 | 0.0037659 | 0.062234 | 0.1857 | 0.24094 | 0.25672 | 0.25906 | 0.25234 | 0.33425 | 0.30786 | 0.23807 | 0.082492 | 0.045697 | 0 | 0 | 0 | 0 | 0 | 0 | 2.2691 | 58 | 131.6096 | 0.33425
OH | solar pv dist | Spring | 0 | 0 | 0 | 0 | 0.00038986 | 0.0051785 | 0.1918 | 0.28775 | 0.36267 | 0.39189 | 0.38658 | 0.38632 | 0.38725 | 0.4723 | 0.45263 | 0.38593 | 0.29438 | 0.17509 | 0.044705 | 3.3101e-05 | 0 | 0 | 0 | 0 | 4.2249 | 101 | 426.7155 | 0.4723
OH | solar pv dist | Summer | 0 | 0 | 0 | 0 | 0 | 0 | 0.08796 | 0.23005 | 0.32857 | 0.35389 | 0.35075 | 0.34831 | 0.35032 | 0.42762 | 0.40713 | 0.323 | 0.17656 | 0.077116 | 0.0019206 | 0 | 0 | 0 | 0 | 0 | 3.4632 | 94 | 325.5401 | 0.42762
OH | solar pv dist | Fall | 0 | 0 | 0 | 0 | 0.00018977 | 0.0026487 | 0.16982 | 0.30375 | 0.37923 | 0.39463 | 0.39612 | 0.39056 | 0.38659 | 0.45882 | 0.42673 | 0.37274 | 0.26343 | 0.15427 | 0.029576 | 8.0755e-06 | 0 | 0 | 0 | 0 | 4.1291 | 92 | 379.8774 | 0.45882
OH | solar pv dist | Summer Peak | 0 | 0 | 0 | 0 | 0 | 0.0057454 | 0.18806 | 0.29485 | 0.35151 | 0.39027 | 0.37033 | 0.3837 | 0.38782 | 0.45339 | 0.44955 | 0.43049 | 0.38373 | 0.2207 | 0.061961 | 0 | 0 | 0 | 0 | 0 | 4.3721 | 15 | 65.5817 | 0.45339
OH | solar pv dist | Winter Peak | 0 | 0 | 0 | 0 | 0 | 0 | 0 | 0.081278 | 0.30349 | 0.40594 | 0.39978 | 0.35565 | 0.36486 | 0.53507 | 0.56345 | 0.39502 | 0.10431 | 0 | 0 | 0 | 0 | 0 | 0 | 0 | 3.5088 | 5 | 17.5442 | 0.56345
OH | solar pv | Winter | 0 | 0 | 0 | 0 | 0 | 0 | 0.0004035 | 0.030479 | 0.17344 | 0.25326 | 0.26397 | 0.26995 | 0.26995 | 0.27149 | 0.2689 | 0.22736 | 0.097824 | 0.010276 | 0 | 0 | 0 | 0 | 0 | 0 | 2.1373 | 58 | 123.9636 | 0.27149
OH | solar pv | Spring | 0 | 0 | 0 | 0 | 0.00018815 | 0.050003 | 0.20463 | 0.34471 | 0.44718 | 0.48512 | 0.48448 | 0.48218 | 0.47967 | 0.48243 | 0.46983 | 0.43206 | 0.34679 | 0.23034 | 0.073217 | 6.4544e-07 | 0 | 0 | 0 | 0 | 5.0128 | 101 | 506.2956 | 0.48512
OH | solar pv | Summer | 0 | 0 | 0 | 0 | 0 | 0.0021259 | 0.06033 | 0.21843 | 0.36642 | 0.41243 | 0.41329 | 0.40432 | 0.40137 | 0.40273 | 0.39426 | 0.34866 | 0.22053 | 0.07811 | 0.002239 | 0 | 0 | 0 | 0 | 0 | 3.7253 | 94 | 350.1735 | 0.41329
OH | solar pv | Fall | 0 | 0 | 0 | 0 | 0.00011054 | 0.034655 | 0.16649 | 0.33751 | 0.44941 | 0.48195 | 0.48373 | 0.47314 | 0.46658 | 0.46579 | 0.44882 | 0.40904 | 0.31245 | 0.17782 | 0.046095 | 0 | 0 | 0 | 0 | 0 | 4.7536 | 92 | 437.3302 | 0.48373
OH | solar pv | Summer Peak | 0 | 0 | 0 | 0 | 2.173e-05 | 0.03404 | 0.19982 | 0.34971 | 0.43668 | 0.47282 | 0.47933 | 0.49195 | 0.50047 | 0.50909 | 0.49377 | 0.47257 | 0.43576 | 0.32463 | 0.11398 | 0 | 0 | 0 | 0 | 0 | 5.3146 | 15 | 79.7197 | 0.50909
OH | solar pv | Winter Peak | 0 | 0 | 0 | 0 | 0 | 0 | 0 | 0.0065255 | 0.24698 | 0.40566 | 0.40154 | 0.38155 | 0.37299 | 0.39429 | 0.40824 | 0.34208 | 0.11402 | 0 | 0 | 0 | 0 | 0 | 0 | 0 | 3.0739 | 5 | 15.3693 | 0.40824
OH | solar thermal | Winter | 0 | 0 | 0 | 0 | 0 | 0 | 0 | 0 | 0 | 0.08597 | 0.37963 | 0.49887 | 0.49723 | 0.48344 | 0.47116 | 0.48279 | 0.49202 | 0.44649 | 0.21282 | 0.015243 | 0 | 0 | 0 | 0 | 4.0657 | 58 | 235.8086 | 0.49887
OH | solar thermal | Spring | 0 | 0 | 0 | 0 | 0 | 0 | 0 | 0.0076376 | 0.18687 | 0.48014 | 0.63047 | 0.67382 | 0.67706 | 0.67418 | 0.66674 | 0.6665 | 0.66683 | 0.64842 | 0.56803 | 0.30656 | 0.039289 | 0 | 0 | 0 | 6.8926 | 101 | 696.1489 | 0.67706
OH | solar thermal | Summer | 0 | 0 | 0 | 0 | 0 | 0 | 0 | 0.024165 | 0.27576 | 0.51489 | 0.59949 | 0.63012 | 0.63917 | 0.63842 | 0.63267 | 0.62353 | 0.61338 | 0.59439 | 0.54207 | 0.40006 | 0.11962 | 2.6056e-06 | 0 | 0 | 6.8477 | 94 | 643.686 | 0.63917
OH | solar thermal | Fall | 0 | 0 | 0 | 0 | 0 | 0 | 0 | 0 | 0.054994 | 0.36422 | 0.55217 | 0.58569 | 0.57826 | 0.56812 | 0.56341 | 0.56827 | 0.56955 | 0.52878 | 0.35579 | 0.077412 | 3.2207e-05 | 0 | 0 | 0 | 5.3667 | 92 | 493.7359 | 0.58569
OH | solar thermal | Summer Peak | 0 | 0 | 0 | 0 | 0 | 0 | 0 | 0.027732 | 0.38084 | 0.62249 | 0.69231 | 0.71807 | 0.7248 | 0.72465 | 0.72329 | 0.72571 | 0.72389 | 0.71218 | 0.67311 | 0.55977 | 0.22117 | 0 | 0 | 0 | 8.23 | 15 | 123.4502 | 0.72571
OH | solar thermal | Winter Peak | 0 | 0 | 0 | 0 | 0 | 0 | 0 | 0 | 0 | 0.0026447 | 0.27588 | 0.35613 | 0.39021 | 0.41121 | 0.42512 | 0.48557 | 0.52766 | 0.49305 | 0.19344 | 0 | 0 | 0 | 0 | 0 | 3.5609 | 5 | 17.8045 | 0.52766
OH | natural gas steam turbine | Winter | 0.2796 | 0.2796 | 0.2796 | 0.2796 | 0.2796 | 0.2796 | 0.2796 | 0.2796 | 0.2796 | 0.2796 | 0.2796 | 0.2796 | 0.2796 | 0.2796 | 0.2796 | 0.2796 | 0.2796 | 0.2796 | 0.2796 | 0.2796 | 0.2796 | 0.2796 | 0.2796 | 0.2796 | 6.7104 | 58 | 389.2032 | 0.2796
OH | natural gas steam turbine | Spring | 0.2796 | 0.2796 | 0.2796 | 0.2796 | 0.2796 | 0.2796 | 0.2796 | 0.2796 | 0.2796 | 0.2796 | 0.2796 | 0.2796 | 0.2796 | 0.2796 | 0.2796 | 0.2796 | 0.2796 | 0.2796 | 0.2796 | 0.2796 | 0.2796 | 0.2796 | 0.2796 | 0.2796 | 6.7104 | 101 | 677.7504 | 0.2796
OH | natural gas steam turbine | Summer | 0.2796 | 0.2796 | 0.2796 | 0.2796 | 0.2796 | 0.2796 | 0.2796 | 0.2796 | 0.2796 | 0.2796 | 0.2796 | 0.2796 | 0.2796 | 0.2796 | 0.2796 | 0.2796 | 0.2796 | 0.2796 | 0.2796 | 0.2796 | 0.2796 | 0.2796 | 0.2796 | 0.2796 | 6.7104 | 94 | 630.7776 | 0.2796
OH | natural gas steam turbine | Fall | 0.2796 | 0.2796 | 0.2796 | 0.2796 | 0.2796 | 0.2796 | 0.2796 | 0.2796 | 0.2796 | 0.2796 | 0.2796 | 0.2796 | 0.2796 | 0.2796 | 0.2796 | 0.2796 | 0.2796 | 0.2796 | 0.2796 | 0.2796 | 0.2796 | 0.2796 | 0.2796 | 0.2796 | 6.7104 | 92 | 617.3568 | 0.2796
OH | natural gas steam turbine | Summer Peak | 0.2796 | 0.2796 | 0.2796 | 0.2796 | 0.2796 | 0.2796 | 0.2796 | 0.2796 | 0.2796 | 0.2796 | 0.2796 | 0.2796 | 0.2796 | 0.2796 | 0.2796 | 0.2796 | 0.2796 | 0.2796 | 0.2796 | 0.2796 | 0.2796 | 0.2796 | 0.2796 | 0.2796 | 6.7104 | 15 | 100.656 | 0.2796
OH | natural gas steam turbine | Winter Peak | 0.2796 | 0.2796 | 0.2796 | 0.2796 | 0.2796 | 0.2796 | 0.2796 | 0.2796 | 0.2796 | 0.2796 | 0.2796 | 0.2796 | 0.2796 | 0.2796 | 0.2796 | 0.2796 | 0.2796 | 0.2796 | 0.2796 | 0.2796 | 0.2796 | 0.2796 | 0.2796 | 0.2796 | 6.7104 | 5 | 33.552 | 0.2796
OK | biomass ccs | Winter | 0.8 | 0.8 | 0.8 | 0.8 | 0.8 | 0.8 | 0.8 | 0.8 | 0.8 | 0.8 | 0.8 | 0.8 | 0.8 | 0.8 | 0.8 | 0.8 | 0.8 | 0.8 | 0.8 | 0.8 | 0.8 | 0.8 | 0.8 | 0.8 | 19.2 | 84 | 1612.8 | 0.8
OK | biomass ccs | Spring | 0.8 | 0.8 | 0.8 | 0.8 | 0.8 | 0.8 | 0.8 | 0.8 | 0.8 | 0.8 | 0.8 | 0.8 | 0.8 | 0.8 | 0.8 | 0.8 | 0.8 | 0.8 | 0.8 | 0.8 | 0.8 | 0.8 | 0.8 | 0.8 | 19.2 | 106 | 2035.2 | 0.8
OK | biomass ccs | Summer | 0.8 | 0.8 | 0.8 | 0.8 | 0.8 | 0.8 | 0.8 | 0.8 | 0.8 | 0.8 | 0.8 | 0.8 | 0.8 | 0.8 | 0.8 | 0.8 | 0.8 | 0.8 | 0.8 | 0.8 | 0.8 | 0.8 | 0.8 | 0.8 | 19.2 | 53 | 1017.6 | 0.8
OK | biomass ccs | Fall | 0.8 | 0.8 | 0.8 | 0.8 | 0.8 | 0.8 | 0.8 | 0.8 | 0.8 | 0.8 | 0.8 | 0.8 | 0.8 | 0.8 | 0.8 | 0.8 | 0.8 | 0.8 | 0.8 | 0.8 | 0.8 | 0.8 | 0.8 | 0.8 | 19.2 | 92 | 1766.4 | 0.8
OK | biomass ccs | Summer Peak | 0.8 | 0.8 | 0.8 | 0.8 | 0.8 | 0.8 | 0.8 | 0.8 | 0.8 | 0.8 | 0.8 | 0.8 | 0.8 | 0.8 | 0.8 | 0.8 | 0.8 | 0.8 | 0.8 | 0.8 | 0.8 | 0.8 | 0.8 | 0.8 | 19.2 | 10 | 192 | 0.8
OK | biomass ccs | Winter Peak | 0.8 | 0.8 | 0.8 | 0.8 | 0.8 | 0.8 | 0.8 | 0.8 | 0.8 | 0.8 | 0.8 | 0.8 | 0.8 | 0.8 | 0.8 | 0.8 | 0.8 | 0.8 | 0.8 | 0.8 | 0.8 | 0.8 | 0.8 | 0.8 | 19.2 | 20 | 384 | 0.8
OK | biomass | Winter | 0.58767 | 0.57962 | 0.57962 | 0.60377 | 0.61182 | 0.61182 | 0.61987 | 0.61182 | 0.61987 | 0.62792 | 0.61987 | 0.62792 | 0.64402 | 0.65207 | 0.65207 | 0.66012 | 0.65207 | 0.66012 | 0.66012 | 0.62792 | 0.60377 | 0.57962 | 0.53937 | 0.50717 | 14.74 | 84 | 1238.16 | 0.66012
OK | biomass | Spring | 0.17708 | 0.16433 | 0.15795 | 0.16433 | 0.16433 | 0.18346 | 0.19138 | 0.2169 | 0.23604 | 0.25518 | 0.26794 | 0.26794 | 0.27432 | 0.27432 | 0.28861 | 0.33965 | 0.44018 | 0.49122 | 0.51036 | 0.51036 | 0.4976 | 0.46416 | 0.36209 | 0.26002 | 7.1597 | 106 | 758.9294 | 0.51036
OK | biomass | Summer | 0.67622 | 0.67622 | 0.67622 | 0.67622 | 0.67622 | 0.67622 | 0.67622 | 0.67622 | 0.67622 | 0.67622 | 0.67622 | 0.67622 | 0.67622 | 0.67622 | 0.67622 | 0.67622 | 0.67622 | 0.67622 | 0.67622 | 0.67622 | 0.67622 | 0.67622 | 0.67622 | 0.67622 | 16.2293 | 53 | 860.1526 | 0.67622
OK | biomass | Fall | 0.39691 | 0.39691 | 0.39691 | 0.39691 | 0.38956 | 0.42631 | 0.49247 | 0.53657 | 0.55127 | 0.58067 | 0.58802 | 0.58067 | 0.58067 | 0.58802 | 0.60272 | 0.62477 | 0.63947 | 0.64682 | 0.63212 | 0.59537 | 0.54392 | 0.51452 | 0.44836 | 0.39691 | 12.5468 | 92 | 1154.3086 | 0.64682
OK | biomass | Summer Peak | 0.67622 | 0.67622 | 0.67622 | 0.67622 | 0.67622 | 0.67622 | 0.67622 | 0.67622 | 0.67622 | 0.67622 | 0.67622 | 0.67622 | 0.67622 | 0.67622 | 0.67622 | 0.67622 | 0.67622 | 0.67622 | 0.67622 | 0.67622 | 0.67622 | 0.67622 | 0.67622 | 0.67622 | 16.2293 | 10 | 162.293 | 0.67622
OK | biomass | Winter Peak | 0.47335 | 0.47335 | 0.50717 | 0.47335 | 0.50717 | 0.57479 | 0.57479 | 0.57479 | 0.57479 | 0.6086 | 0.64241 | 0.67622 | 0.67622 | 0.67622 | 0.67622 | 0.67622 | 0.67622 | 0.67622 | 0.67622 | 0.67622 | 0.67622 | 0.67622 | 0.67622 | 0.67622 | 14.7754 | 20 | 295.5084 | 0.67622
OK | natural gas combined cycle ccs | Winter | 0.8 | 0.8 | 0.8 | 0.8 | 0.8 | 0.8 | 0.8 | 0.8 | 0.8 | 0.8 | 0.8 | 0.8 | 0.8 | 0.8 | 0.8 | 0.8 | 0.8 | 0.8 | 0.8 | 0.8 | 0.8 | 0.8 | 0.8 | 0.8 | 19.2 | 84 | 1612.8 | 0.8
OK | natural gas combined cycle ccs | Spring | 0.8 | 0.8 | 0.8 | 0.8 | 0.8 | 0.8 | 0.8 | 0.8 | 0.8 | 0.8 | 0.8 | 0.8 | 0.8 | 0.8 | 0.8 | 0.8 | 0.8 | 0.8 | 0.8 | 0.8 | 0.8 | 0.8 | 0.8 | 0.8 | 19.2 | 106 | 2035.2 | 0.8
OK | natural gas combined cycle ccs | Summer | 0.8 | 0.8 | 0.8 | 0.8 | 0.8 | 0.8 | 0.8 | 0.8 | 0.8 | 0.8 | 0.8 | 0.8 | 0.8 | 0.8 | 0.8 | 0.8 | 0.8 | 0.8 | 0.8 | 0.8 | 0.8 | 0.8 | 0.8 | 0.8 | 19.2 | 53 | 1017.6 | 0.8
OK | natural gas combined cycle ccs | Fall | 0.8 | 0.8 | 0.8 | 0.8 | 0.8 | 0.8 | 0.8 | 0.8 | 0.8 | 0.8 | 0.8 | 0.8 | 0.8 | 0.8 | 0.8 | 0.8 | 0.8 | 0.8 | 0.8 | 0.8 | 0.8 | 0.8 | 0.8 | 0.8 | 19.2 | 92 | 1766.4 | 0.8
OK | natural gas combined cycle ccs | Summer Peak | 0.8 | 0.8 | 0.8 | 0.8 | 0.8 | 0.8 | 0.8 | 0.8 | 0.8 | 0.8 | 0.8 | 0.8 | 0.8 | 0.8 | 0.8 | 0.8 | 0.8 | 0.8 | 0.8 | 0.8 | 0.8 | 0.8 | 0.8 | 0.8 | 19.2 | 10 | 192 | 0.8
OK | natural gas combined cycle ccs | Winter Peak | 0.8 | 0.8 | 0.8 | 0.8 | 0.8 | 0.8 | 0.8 | 0.8 | 0.8 | 0.8 | 0.8 | 0.8 | 0.8 | 0.8 | 0.8 | 0.8 | 0.8 | 0.8 | 0.8 | 0.8 | 0.8 | 0.8 | 0.8 | 0.8 | 19.2 | 20 | 384 | 0.8
OK | natural gas combined cycle | Winter | 0.5253 | 0.5253 | 0.5253 | 0.5253 | 0.5253 | 0.5253 | 0.5253 | 0.5253 | 0.5253 | 0.5253 | 0.5253 | 0.5253 | 0.5253 | 0.5253 | 0.5253 | 0.5253 | 0.5253 | 0.5253 | 0.5253 | 0.5253 | 0.5253 | 0.5253 | 0.5253 | 0.5253 | 12.6072 | 84 | 1059.0048 | 0.5253
OK | natural gas combined cycle | Spring | 0.5253 | 0.5253 | 0.5253 | 0.5253 | 0.5253 | 0.5253 | 0.5253 | 0.5253 | 0.5253 | 0.5253 | 0.5253 | 0.5253 | 0.5253 | 0.5253 | 0.5253 | 0.5253 | 0.5253 | 0.5253 | 0.5253 | 0.5253 | 0.5253 | 0.5253 | 0.5253 | 0.5253 | 12.6072 | 106 | 1336.3632 | 0.5253
OK | natural gas combined cycle | Summer | 0.5253 | 0.5253 | 0.5253 | 0.5253 | 0.5253 | 0.5253 | 0.5253 | 0.5253 | 0.5253 | 0.5253 | 0.5253 | 0.5253 | 0.5253 | 0.5253 | 0.5253 | 0.5253 | 0.5253 | 0.5253 | 0.5253 | 0.5253 | 0.5253 | 0.5253 | 0.5253 | 0.5253 | 12.6072 | 53 | 668.1816 | 0.5253
OK | natural gas combined cycle | Fall | 0.5253 | 0.5253 | 0.5253 | 0.5253 | 0.5253 | 0.5253 | 0.5253 | 0.5253 | 0.5253 | 0.5253 | 0.5253 | 0.5253 | 0.5253 | 0.5253 | 0.5253 | 0.5253 | 0.5253 | 0.5253 | 0.5253 | 0.5253 | 0.5253 | 0.5253 | 0.5253 | 0.5253 | 12.6072 | 92 | 1159.8624 | 0.5253
OK | natural gas combined cycle | Summer Peak | 0.5253 | 0.5253 | 0.5253 | 0.5253 | 0.5253 | 0.5253 | 0.5253 | 0.5253 | 0.5253 | 0.5253 | 0.5253 | 0.5253 | 0.5253 | 0.5253 | 0.5253 | 0.5253 | 0.5253 | 0.5253 | 0.5253 | 0.5253 | 0.5253 | 0.5253 | 0.5253 | 0.5253 | 12.6072 | 10 | 126.072 | 0.5253
OK | natural gas combined cycle | Winter Peak | 0.5253 | 0.5253 | 0.5253 | 0.5253 | 0.5253 | 0.5253 | 0.5253 | 0.5253 | 0.5253 | 0.5253 | 0.5253 | 0.5253 | 0.5253 | 0.5253 | 0.5253 | 0.5253 | 0.5253 | 0.5253 | 0.5253 | 0.5253 | 0.5253 | 0.5253 | 0.5253 | 0.5253 | 12.6072 | 20 | 252.144 | 0.5253
OK | crude oil | Winter | 0.001 | 0.001 | 0.001 | 0.001 | 0.001 | 0.001 | 0.001 | 0.001 | 0.001 | 0.001 | 0.001 | 0.001 | 0.001 | 0.001 | 0.001 | 0.001 | 0.001 | 0.001 | 0.001 | 0.001 | 0.001 | 0.001 | 0.001 | 0.001 | 0.024 | 84 | 2.016 | 0.001
OK | crude oil | Spring | 0.001 | 0.001 | 0.001 | 0.001 | 0.001 | 0.001 | 0.001 | 0.001 | 0.001 | 0.001 | 0.001 | 0.001 | 0.001 | 0.001 | 0.001 | 0.001 | 0.001 | 0.001 | 0.001 | 0.001 | 0.001 | 0.001 | 0.001 | 0.001 | 0.024 | 106 | 2.544 | 0.001
OK | crude oil | Summer | 0.001 | 0.001 | 0.001 | 0.001 | 0.001 | 0.001 | 0.001 | 0.001 | 0.001 | 0.001 | 0.001 | 0.001 | 0.001 | 0.001 | 0.001 | 0.001 | 0.001 | 0.001 | 0.001 | 0.001 | 0.001 | 0.001 | 0.001 | 0.001 | 0.024 | 53 | 1.272 | 0.001
OK | crude oil | Fall | 0.001 | 0.001 | 0.001 | 0.001 | 0.001 | 0.001 | 0.001 | 0.001 | 0.001 | 0.001 | 0.001 | 0.001 | 0.001 | 0.001 | 0.001 | 0.001 | 0.001 | 0.001 | 0.001 | 0.001 | 0.001 | 0.001 | 0.001 | 0.001 | 0.024 | 92 | 2.208 | 0.001
OK | crude oil | Summer Peak | 0.001 | 0.001 | 0.001 | 0.001 | 0.001 | 0.001 | 0.001 | 0.001 | 0.001 | 0.001 | 0.001 | 0.001 | 0.001 | 0.001 | 0.001 | 0.001 | 0.001 | 0.001 | 0.001 | 0.001 | 0.001 | 0.001 | 0.001 | 0.001 | 0.024 | 10 | 0.24 | 0.001
OK | crude oil | Winter Peak | 0.001 | 0.001 | 0.001 | 0.001 | 0.001 | 0.001 | 0.001 | 0.001 | 0.001 | 0.001 | 0.001 | 0.001 | 0.001 | 0.001 | 0.001 | 0.001 | 0.001 | 0.001 | 0.001 | 0.001 | 0.001 | 0.001 | 0.001 | 0.001 | 0.024 | 20 | 0.48 | 0.001
OK | geothermal | Winter | 0.6595 | 0.6595 | 0.6595 | 0.6595 | 0.6595 | 0.6595 | 0.6595 | 0.6595 | 0.6595 | 0.6595 | 0.6595 | 0.6595 | 0.6595 | 0.6595 | 0.6595 | 0.6595 | 0.6595 | 0.6595 | 0.6595 | 0.6595 | 0.6595 | 0.6595 | 0.6595 | 0.6595 | 15.828 | 84 | 1329.552 | 0.6595
OK | geothermal | Spring | 0.6595 | 0.6595 | 0.6595 | 0.6595 | 0.6595 | 0.6595 | 0.6595 | 0.6595 | 0.6595 | 0.6595 | 0.6595 | 0.6595 | 0.6595 | 0.6595 | 0.6595 | 0.6595 | 0.6595 | 0.6595 | 0.6595 | 0.6595 | 0.6595 | 0.6595 | 0.6595 | 0.6595 | 15.828 | 106 | 1677.768 | 0.6595
OK | geothermal | Summer | 0.6595 | 0.6595 | 0.6595 | 0.6595 | 0.6595 | 0.6595 | 0.6595 | 0.6595 | 0.6595 | 0.6595 | 0.6595 | 0.6595 | 0.6595 | 0.6595 | 0.6595 | 0.6595 | 0.6595 | 0.6595 | 0.6595 | 0.6595 | 0.6595 | 0.6595 | 0.6595 | 0.6595 | 15.828 | 53 | 838.884 | 0.6595
OK | geothermal | Fall | 0.6595 | 0.6595 | 0.6595 | 0.6595 | 0.6595 | 0.6595 | 0.6595 | 0.6595 | 0.6595 | 0.6595 | 0.6595 | 0.6595 | 0.6595 | 0.6595 | 0.6595 | 0.6595 | 0.6595 | 0.6595 | 0.6595 | 0.6595 | 0.6595 | 0.6595 | 0.6595 | 0.6595 | 15.828 | 92 | 1456.176 | 0.6595
OK | geothermal | Summer Peak | 0.6595 | 0.6595 | 0.6595 | 0.6595 | 0.6595 | 0.6595 | 0.6595 | 0.6595 | 0.6595 | 0.6595 | 0.6595 | 0.6595 | 0.6595 | 0.6595 | 0.6595 | 0.6595 | 0.6595 | 0.6595 | 0.6595 | 0.6595 | 0.6595 | 0.6595 | 0.6595 | 0.6595 | 15.828 | 10 | 158.28 | 0.6595
OK | geothermal | Winter Peak | 0.6595 | 0.6595 | 0.6595 | 0.6595 | 0.6595 | 0.6595 | 0.6595 | 0.6595 | 0.6595 | 0.6595 | 0.6595 | 0.6595 | 0.6595 | 0.6595 | 0.6595 | 0.6595 | 0.6595 | 0.6595 | 0.6595 | 0.6595 | 0.6595 | 0.6595 | 0.6595 | 0.6595 | 15.828 | 20 | 316.56 | 0.6595
OK | hard coal ccs | Winter | 0.8 | 0.8 | 0.8 | 0.8 | 0.8 | 0.8 | 0.8 | 0.8 | 0.8 | 0.8 | 0.8 | 0.8 | 0.8 | 0.8 | 0.8 | 0.8 | 0.8 | 0.8 | 0.8 | 0.8 | 0.8 | 0.8 | 0.8 | 0.8 | 19.2 | 84 | 1612.8 | 0.8
OK | hard coal ccs | Spring | 0.8 | 0.8 | 0.8 | 0.8 | 0.8 | 0.8 | 0.8 | 0.8 | 0.8 | 0.8 | 0.8 | 0.8 | 0.8 | 0.8 | 0.8 | 0.8 | 0.8 | 0.8 | 0.8 | 0.8 | 0.8 | 0.8 | 0.8 | 0.8 | 19.2 | 106 | 2035.2 | 0.8
OK | hard coal ccs | Summer | 0.8 | 0.8 | 0.8 | 0.8 | 0.8 | 0.8 | 0.8 | 0.8 | 0.8 | 0.8 | 0.8 | 0.8 | 0.8 | 0.8 | 0.8 | 0.8 | 0.8 | 0.8 | 0.8 | 0.8 | 0.8 | 0.8 | 0.8 | 0.8 | 19.2 | 53 | 1017.6 | 0.8
OK | hard coal ccs | Fall | 0.8 | 0.8 | 0.8 | 0.8 | 0.8 | 0.8 | 0.8 | 0.8 | 0.8 | 0.8 | 0.8 | 0.8 | 0.8 | 0.8 | 0.8 | 0.8 | 0.8 | 0.8 | 0.8 | 0.8 | 0.8 | 0.8 | 0.8 | 0.8 | 19.2 | 92 | 1766.4 | 0.8
OK | hard coal ccs | Summer Peak | 0.8 | 0.8 | 0.8 | 0.8 | 0.8 | 0.8 | 0.8 | 0.8 | 0.8 | 0.8 | 0.8 | 0.8 | 0.8 | 0.8 | 0.8 | 0.8 | 0.8 | 0.8 | 0.8 | 0.8 | 0.8 | 0.8 | 0.8 | 0.8 | 19.2 | 10 | 192 | 0.8
OK | hard coal ccs | Winter Peak | 0.8 | 0.8 | 0.8 | 0.8 | 0.8 | 0.8 | 0.8 | 0.8 | 0.8 | 0.8 | 0.8 | 0.8 | 0.8 | 0.8 | 0.8 | 0.8 | 0.8 | 0.8 | 0.8 | 0.8 | 0.8 | 0.8 | 0.8 | 0.8 | 19.2 | 20 | 384 | 0.8
OK | hard coal | Winter | 0.2704 | 0.2704 | 0.2704 | 0.2704 | 0.2704 | 0.2704 | 0.2704 | 0.2704 | 0.2704 | 0.2704 | 0.2704 | 0.2704 | 0.2704 | 0.2704 | 0.2704 | 0.2704 | 0.2704 | 0.2704 | 0.2704 | 0.2704 | 0.2704 | 0.2704 | 0.2704 | 0.2704 | 6.4896 | 84 | 545.1264 | 0.2704
OK | hard coal | Spring | 0.2704 | 0.2704 | 0.2704 | 0.2704 | 0.2704 | 0.2704 | 0.2704 | 0.2704 | 0.2704 | 0.2704 | 0.2704 | 0.2704 | 0.2704 | 0.2704 | 0.2704 | 0.2704 | 0.2704 | 0.2704 | 0.2704 | 0.2704 | 0.2704 | 0.2704 | 0.2704 | 0.2704 | 6.4896 | 106 | 687.8976 | 0.2704
OK | hard coal | Summer | 0.2704 | 0.2704 | 0.2704 | 0.2704 | 0.2704 | 0.2704 | 0.2704 | 0.2704 | 0.2704 | 0.2704 | 0.2704 | 0.2704 | 0.2704 | 0.2704 | 0.2704 | 0.2704 | 0.2704 | 0.2704 | 0.2704 | 0.2704 | 0.2704 | 0.2704 | 0.2704 | 0.2704 | 6.4896 | 53 | 343.9488 | 0.2704
OK | hard coal | Fall | 0.2704 | 0.2704 | 0.2704 | 0.2704 | 0.2704 | 0.2704 | 0.2704 | 0.2704 | 0.2704 | 0.2704 | 0.2704 | 0.2704 | 0.2704 | 0.2704 | 0.2704 | 0.2704 | 0.2704 | 0.2704 | 0.2704 | 0.2704 | 0.2704 | 0.2704 | 0.2704 | 0.2704 | 6.4896 | 92 | 597.0432 | 0.2704
OK | hard coal | Summer Peak | 0.2704 | 0.2704 | 0.2704 | 0.2704 | 0.2704 | 0.2704 | 0.2704 | 0.2704 | 0.2704 | 0.2704 | 0.2704 | 0.2704 | 0.2704 | 0.2704 | 0.2704 | 0.2704 | 0.2704 | 0.2704 | 0.2704 | 0.2704 | 0.2704 | 0.2704 | 0.2704 | 0.2704 | 6.4896 | 10 | 64.896 | 0.2704
OK | hard coal | Winter Peak | 0.2704 | 0.2704 | 0.2704 | 0.2704 | 0.2704 | 0.2704 | 0.2704 | 0.2704 | 0.2704 | 0.2704 | 0.2704 | 0.2704 | 0.2704 | 0.2704 | 0.2704 | 0.2704 | 0.2704 | 0.2704 | 0.2704 | 0.2704 | 0.2704 | 0.2704 | 0.2704 | 0.2704 | 6.4896 | 20 | 129.792 | 0.2704
OK | heavy or residual fuel oil | Winter | 0 | 0 | 0 | 0 | 0 | 0 | 0 | 0 | 0 | 0 | 0 | 0 | 0 | 0 | 0 | 0 | 0.01689 | 0.028149 | 0.01689 | 0.01126 | 0 | 0 | 0 | 0 | 0.073188 | 84 | 6.1478 | 0.028149
OK | heavy or residual fuel oil | Spring | 0 | 0 | 0 | 0 | 0 | 0 | 0 | 0 | 0 | 0 | 0 | 0 | 0 | 0 | 0 | 0 | 0 | 0 | 0 | 0 | 0 | 0 | 0 | 0 | 0 | 106 | 0 | 0
OK | heavy or residual fuel oil | Summer | 0 | 0 | 0 | 0 | 0 | 0 | 0 | 0 | 0 | 0 | 0 | 0 | 0.17122 | 0.41305 | 0.48913 | 0.52439 | 0.57652 | 0.57652 | 0.57652 | 0.39233 | 0.079943 | 0 | 0 | 0 | 3.7996 | 53 | 201.3792 | 0.57652
OK | heavy or residual fuel oil | Fall | 0 | 0 | 0 | 0 | 0 | 0 | 0 | 0 | 0 | 0 | 0 | 0 | 0 | 0 | 0 | 0.14867 | 0.14867 | 0.15928 | 0.15928 | 0 | 0 | 0 | 0 | 0 | 0.61591 | 92 | 56.6637 | 0.15928
OK | heavy or residual fuel oil | Summer Peak | 0 | 0 | 0 | 0 | 0 | 0 | 0 | 0 | 0 | 0 | 0 | 0 | 0 | 0 | 0 | 0 | 0 | 0 | 0 | 0 | 0 | 0 | 0 | 0 | 0 | 10 | 0 | 0
OK | heavy or residual fuel oil | Winter Peak | 0 | 0 | 0 | 0 | 0 | 0 | 0 | 0 | 0 | 0 | 0 | 0 | 0 | 0 | 0 | 0 | 0 | 0 | 0 | 0 | 0 | 0 | 0 | 0 | 0 | 20 | 0 | 0
OK | hydro | Winter | 0.18891 | 0.18386 | 0.18477 | 0.19969 | 0.21818 | 0.26047 | 0.27732 | 0.24463 | 0.22808 | 0.23253 | 0.25083 | 0.28038 | 0.28355 | 0.29454 | 0.30886 | 0.34159 | 0.38067 | 0.47015 | 0.44571 | 0.3733 | 0.32968 | 0.28544 | 0.22429 | 0.204 | 6.6914 | 84 | 562.0786 | 0.47015
OK | hydro | Spring | 0.11441 | 0.10355 | 0.095624 | 0.10144 | 0.10421 | 0.11336 | 0.1164 | 0.12719 | 0.13338 | 0.14903 | 0.15176 | 0.14687 | 0.14353 | 0.13117 | 0.12558 | 0.13104 | 0.14253 | 0.22569 | 0.24817 | 0.24206 | 0.21378 | 0.19102 | 0.16085 | 0.12592 | 3.5386 | 106 | 375.0867 | 0.24817
OK | hydro | Summer | 0.21807 | 0.21396 | 0.21318 | 0.2275 | 0.24561 | 0.27802 | 0.27197 | 0.2408 | 0.23201 | 0.23637 | 0.27209 | 0.3047 | 0.33403 | 0.33155 | 0.35892 | 0.3957 | 0.45897 | 0.54659 | 0.53956 | 0.50786 | 0.43806 | 0.34799 | 0.26002 | 0.23027 | 7.7038 | 53 | 408.301 | 0.54659
OK | hydro | Fall | 0.15848 | 0.13906 | 0.12746 | 0.12351 | 0.14061 | 0.16658 | 0.19949 | 0.1852 | 0.19941 | 0.2412 | 0.25779 | 0.281 | 0.29738 | 0.29705 | 0.30267 | 0.30769 | 0.33913 | 0.43691 | 0.39253 | 0.32668 | 0.27575 | 0.23479 | 0.20245 | 0.17362 | 5.8064 | 92 | 534.192 | 0.43691
OK | hydro | Summer Peak | 0.25653 | 0.25653 | 0.25653 | 0.25653 | 0.25653 | 0.25653 | 0.25653 | 0.25653 | 0.25653 | 0.25653 | 0.28852 | 0.31564 | 0.35003 | 0.40809 | 0.50037 | 0.48724 | 0.51706 | 0.72557 | 0.56267 | 0.61266 | 0.46647 | 0.30344 | 0.25653 | 0.25653 | 8.6161 | 10 | 86.1615 | 0.72557
OK | hydro | Winter Peak | 0.11739 | 0.11739 | 0.13317 | 0.12791 | 0.13317 | 0.23832 | 0.25404 | 0.21231 | 0.17171 | 0.1616 | 0.15422 | 0.15949 | 0.15951 | 0.16324 | 0.17112 | 0.27742 | 0.44981 | 0.54606 | 0.56136 | 0.51961 | 0.49941 | 0.39853 | 0.23182 | 0.2134 | 6.172 | 20 | 123.4402 | 0.56136
OK | hydrogen combined cycle | Winter | 0.29573 | 0.29303 | 0.29031 | 0.29235 | 0.30543 | 0.33242 | 0.36966 | 0.35264 | 0.34106 | 0.3735 | 0.37859 | 0.37737 | 0.37626 | 0.37534 | 0.3774 | 0.41373 | 0.46371 | 0.48768 | 0.4534 | 0.42043 | 0.40335 | 0.36749 | 0.32803 | 0.30195 | 8.7709 | 84 | 736.7527 | 0.48768
OK | hydrogen combined cycle | Spring | 0.1335 | 0.12946 | 0.12798 | 0.12979 | 0.137 | 0.15013 | 0.14647 | 0.14479 | 0.14757 | 0.15716 | 0.16198 | 0.16926 | 0.17195 | 0.17409 | 0.17921 | 0.19227 | 0.22007 | 0.27227 | 0.28089 | 0.26518 | 0.24741 | 0.20941 | 0.16623 | 0.13985 | 4.2539 | 106 | 450.9164 | 0.28089
OK | hydrogen combined cycle | Summer | 0.47186 | 0.46006 | 0.46292 | 0.46646 | 0.47786 | 0.48927 | 0.50486 | 0.53872 | 0.56827 | 0.63639 | 0.71855 | 0.77344 | 0.80655 | 0.83214 | 0.84943 | 0.85938 | 0.86739 | 0.93421 | 0.89655 | 0.85717 | 0.76825 | 0.62945 | 0.54823 | 0.49724 | 15.9146 | 53 | 843.4753 | 0.93421
OK | hydrogen combined cycle | Fall | 0.23652 | 0.22662 | 0.22339 | 0.23415 | 0.25543 | 0.28544 | 0.28009 | 0.27711 | 0.28555 | 0.3001 | 0.32638 | 0.34818 | 0.37268 | 0.37456 | 0.38485 | 0.40904 | 0.45577 | 0.45666 | 0.44412 | 0.40824 | 0.37012 | 0.31822 | 0.27803 | 0.24965 | 7.8009 | 92 | 717.6841 | 0.45666
OK | hydrogen combined cycle | Summer Peak | 0 | 0 | 0 | 0 | 0 | 0 | 0 | 0 | 0 | 0 | 0 | 0 | 0 | 0 | 0 | 0 | 0 | 0.25683 | 0.54864 | 0.44878 | 0.54864 | 0.3811 | 0.3083 | 0.29068 | 2.783 | 10 | 27.8296 | 0.54864
OK | hydrogen combined cycle | Winter Peak | 0 | 0 | 0 | 0 | 0 | 0 | 0 | 0 | 0 | 0 | 0 | 0 | 0 | 0 | 0 | 0 | 0 | 0 | 0 | 0 | 0 | 0 | 0 | 0 | 0 | 20 | 0 | 0
OK | hydrogen ct | Winter | 4.5199e-11 | 4.5199e-11 | 4.5199e-11 | 4.5199e-11 | 4.5199e-11 | 0.045796 | 0.045796 | 4.5199e-11 | 4.5199e-11 | 4.5199e-11 | 4.5199e-11 | 4.5199e-11 | 4.5199e-11 | 0.045796 | 0.077531 | 0.091592 | 0.2307 | 0.34186 | 0.37359 | 0.17274 | 4.5199e-11 | 4.5199e-11 | 4.5199e-11 | 4.5199e-11 | 1.4254 | 84 | 119.7336 | 0.37359
OK | hydrogen ct | Spring | 4.5199e-11 | 4.5199e-11 | 4.5199e-11 | 4.5199e-11 | 4.5199e-11 | 4.5199e-11 | 4.5199e-11 | 4.5199e-11 | 4.5199e-11 | 4.5199e-11 | 4.5199e-11 | 4.5199e-11 | 4.5199e-11 | 4.5199e-11 | 4.5199e-11 | 4.5199e-11 | 4.5199e-11 | 0.025148 | 0.025148 | 0.025148 | 4.5199e-11 | 4.5199e-11 | 4.5199e-11 | 4.5199e-11 | 0.075445 | 106 | 7.9972 | 0.025148
OK | hydrogen ct | Summer | 0.050297 | 0.050297 | 0.050297 | 0.050297 | 0.050297 | 0.10059 | 0.10059 | 0.10059 | 0.050297 | 0.050297 | 0.050297 | 0.19546 | 0.46351 | 0.50808 | 0.59803 | 0.69043 | 0.77425 | 0.95256 | 0.84133 | 0.79921 | 0.23757 | 0.10059 | 0.050297 | 0.050297 | 6.9658 | 53 | 369.1866 | 0.95256
OK | hydrogen ct | Fall | 4.5199e-11 | 4.5199e-11 | 4.5199e-11 | 4.5199e-11 | 4.5199e-11 | 4.5199e-11 | 4.5199e-11 | 4.5199e-11 | 4.5199e-11 | 4.5199e-11 | 0.057951 | 0.23805 | 0.29128 | 0.3027 | 0.36594 | 0.36594 | 0.52995 | 0.60246 | 0.61688 | 0.52979 | 0.070789 | 4.5199e-11 | 4.5199e-11 | 4.5199e-11 | 3.9717 | 92 | 365.3987 | 0.61688
OK | hydrogen ct | Summer Peak | 4.5199e-11 | 4.5199e-11 | 4.5199e-11 | 4.5199e-11 | 4.5199e-11 | 4.5199e-11 | 4.5199e-11 | 4.5199e-11 | 4.5199e-11 | 4.5199e-11 | 4.5199e-11 | 0.26657 | 0.38469 | 0.38469 | 0.76938 | 0.76938 | 1 | 1 | 1 | 1 | 0.65126 | 4.5199e-11 | 4.5199e-11 | 4.5199e-11 | 7.226 | 10 | 72.2596 | 1
OK | hydrogen ct | Winter Peak | 4.5199e-11 | 4.5199e-11 | 4.5199e-11 | 4.5199e-11 | 4.5199e-11 | 4.5199e-11 | 4.5199e-11 | 4.5199e-11 | 4.5199e-11 | 4.5199e-11 | 4.5199e-11 | 4.5199e-11 | 4.5199e-11 | 4.5199e-11 | 4.5199e-11 | 4.5199e-11 | 0.45892 | 0.97689 | 0.97689 | 0.84361 | 4.5199e-11 | 4.5199e-11 | 4.5199e-11 | 4.5199e-11 | 3.2563 | 20 | 65.1262 | 0.97689
OK | lignite ccs | Winter | 0.8 | 0.8 | 0.8 | 0.8 | 0.8 | 0.8 | 0.8 | 0.8 | 0.8 | 0.8 | 0.8 | 0.8 | 0.8 | 0.8 | 0.8 | 0.8 | 0.8 | 0.8 | 0.8 | 0.8 | 0.8 | 0.8 | 0.8 | 0.8 | 19.2 | 84 | 1612.8 | 0.8
OK | lignite ccs | Spring | 0.8 | 0.8 | 0.8 | 0.8 | 0.8 | 0.8 | 0.8 | 0.8 | 0.8 | 0.8 | 0.8 | 0.8 | 0.8 | 0.8 | 0.8 | 0.8 | 0.8 | 0.8 | 0.8 | 0.8 | 0.8 | 0.8 | 0.8 | 0.8 | 19.2 | 106 | 2035.2 | 0.8
OK | lignite ccs | Summer | 0.8 | 0.8 | 0.8 | 0.8 | 0.8 | 0.8 | 0.8 | 0.8 | 0.8 | 0.8 | 0.8 | 0.8 | 0.8 | 0.8 | 0.8 | 0.8 | 0.8 | 0.8 | 0.8 | 0.8 | 0.8 | 0.8 | 0.8 | 0.8 | 19.2 | 53 | 1017.6 | 0.8
OK | lignite ccs | Fall | 0.8 | 0.8 | 0.8 | 0.8 | 0.8 | 0.8 | 0.8 | 0.8 | 0.8 | 0.8 | 0.8 | 0.8 | 0.8 | 0.8 | 0.8 | 0.8 | 0.8 | 0.8 | 0.8 | 0.8 | 0.8 | 0.8 | 0.8 | 0.8 | 19.2 | 92 | 1766.4 | 0.8
OK | lignite ccs | Summer Peak | 0.8 | 0.8 | 0.8 | 0.8 | 0.8 | 0.8 | 0.8 | 0.8 | 0.8 | 0.8 | 0.8 | 0.8 | 0.8 | 0.8 | 0.8 | 0.8 | 0.8 | 0.8 | 0.8 | 0.8 | 0.8 | 0.8 | 0.8 | 0.8 | 19.2 | 10 | 192 | 0.8
OK | lignite ccs | Winter Peak | 0.8 | 0.8 | 0.8 | 0.8 | 0.8 | 0.8 | 0.8 | 0.8 | 0.8 | 0.8 | 0.8 | 0.8 | 0.8 | 0.8 | 0.8 | 0.8 | 0.8 | 0.8 | 0.8 | 0.8 | 0.8 | 0.8 | 0.8 | 0.8 | 19.2 | 20 | 384 | 0.8
OK | lignite | Winter | 0.638 | 0.638 | 0.638 | 0.638 | 0.638 | 0.638 | 0.638 | 0.638 | 0.638 | 0.638 | 0.638 | 0.638 | 0.638 | 0.638 | 0.638 | 0.638 | 0.638 | 0.638 | 0.638 | 0.638 | 0.638 | 0.638 | 0.638 | 0.638 | 15.312 | 84 | 1286.208 | 0.638
OK | lignite | Spring | 0.638 | 0.638 | 0.638 | 0.638 | 0.638 | 0.638 | 0.638 | 0.638 | 0.638 | 0.638 | 0.638 | 0.638 | 0.638 | 0.638 | 0.638 | 0.638 | 0.638 | 0.638 | 0.638 | 0.638 | 0.638 | 0.638 | 0.638 | 0.638 | 15.312 | 106 | 1623.072 | 0.638
OK | lignite | Summer | 0.638 | 0.638 | 0.638 | 0.638 | 0.638 | 0.638 | 0.638 | 0.638 | 0.638 | 0.638 | 0.638 | 0.638 | 0.638 | 0.638 | 0.638 | 0.638 | 0.638 | 0.638 | 0.638 | 0.638 | 0.638 | 0.638 | 0.638 | 0.638 | 15.312 | 53 | 811.536 | 0.638
OK | lignite | Fall | 0.638 | 0.638 | 0.638 | 0.638 | 0.638 | 0.638 | 0.638 | 0.638 | 0.638 | 0.638 | 0.638 | 0.638 | 0.638 | 0.638 | 0.638 | 0.638 | 0.638 | 0.638 | 0.638 | 0.638 | 0.638 | 0.638 | 0.638 | 0.638 | 15.312 | 92 | 1408.704 | 0.638
OK | lignite | Summer Peak | 0.638 | 0.638 | 0.638 | 0.638 | 0.638 | 0.638 | 0.638 | 0.638 | 0.638 | 0.638 | 0.638 | 0.638 | 0.638 | 0.638 | 0.638 | 0.638 | 0.638 | 0.638 | 0.638 | 0.638 | 0.638 | 0.638 | 0.638 | 0.638 | 15.312 | 10 | 153.12 | 0.638
OK | lignite | Winter Peak | 0.638 | 0.638 | 0.638 | 0.638 | 0.638 | 0.638 | 0.638 | 0.638 | 0.638 | 0.638 | 0.638 | 0.638 | 0.638 | 0.638 | 0.638 | 0.638 | 0.638 | 0.638 | 0.638 | 0.638 | 0.638 | 0.638 | 0.638 | 0.638 | 15.312 | 20 | 306.24 | 0.638
OK | municipal solid waste | Winter | 0.63393 | 0.62487 | 0.64298 | 0.63393 | 0.64298 | 0.69732 | 0.7426 | 0.7426 | 0.7426 | 0.76977 | 0.79694 | 0.79694 | 0.80599 | 0.80599 | 0.81505 | 0.84222 | 0.86033 | 0.87844 | 0.85127 | 0.79694 | 0.76071 | 0.7426 | 0.69732 | 0.67015 | 17.9945 | 84 | 1511.5371 | 0.87844
OK | municipal solid waste | Spring | 0.58865 | 0.57733 | 0.56601 | 0.58865 | 0.57733 | 0.58865 | 0.58865 | 0.59997 | 0.63393 | 0.66789 | 0.64525 | 0.63393 | 0.65657 | 0.64525 | 0.67921 | 0.72449 | 0.78109 | 0.86033 | 0.90561 | 0.89429 | 0.84901 | 0.79241 | 0.72449 | 0.61129 | 16.3802 | 106 | 1736.3052 | 0.90561
OK | municipal solid waste | Summer | 0.77521 | 0.76324 | 0.75127 | 0.75127 | 0.75127 | 0.76324 | 0.83795 | 0.90977 | 0.92175 | 0.94569 | 0.95766 | 0.96963 | 0.96963 | 0.96963 | 0.96963 | 0.9816 | 1 | 1 | 1 | 1 | 1 | 1 | 0.86189 | 0.76324 | 21.6135 | 53 | 1145.5172 | 1
OK | municipal solid waste | Fall | 0.66585 | 0.66585 | 0.66585 | 0.69999 | 0.71707 | 0.73414 | 0.73414 | 0.75121 | 0.78536 | 0.80243 | 0.8195 | 0.83658 | 0.83658 | 0.87072 | 0.87484 | 0.94314 | 1 | 1 | 1 | 0.99023 | 0.92194 | 0.84953 | 0.78124 | 0.68292 | 19.6291 | 92 | 1805.8768 | 1
OK | municipal solid waste | Summer Peak | 0 | 0 | 0 | 0 | 0 | 0 | 0 | 0 | 0 | 0 | 0 | 0 | 0 | 1 | 1 | 1 | 1 | 1 | 1 | 1 | 1 | 1 | 1 | 1 | 11 | 10 | 110 | 1
OK | municipal solid waste | Winter Peak | 0 | 0 | 0 | 0 | 0 | 0 | 0 | 0 | 0 | 0 | 0 | 0 | 0 | 0 | 0 | 0 | 1 | 1 | 1 | 1 | 1 | 1 | 0 | 0 | 6 | 20 | 120 | 1
OK | natural gas peaker | Winter | 4.5199e-11 | 4.5199e-11 | 4.5199e-11 | 4.5199e-11 | 4.5199e-11 | 0.045796 | 0.045796 | 4.5199e-11 | 4.5199e-11 | 4.5199e-11 | 4.5199e-11 | 4.5199e-11 | 4.5199e-11 | 0.045796 | 0.077531 | 0.091592 | 0.2307 | 0.34186 | 0.37359 | 0.17274 | 4.5199e-11 | 4.5199e-11 | 4.5199e-11 | 4.5199e-11 | 1.4254 | 84 | 119.7336 | 0.37359
OK | natural gas peaker | Spring | 4.5199e-11 | 4.5199e-11 | 4.5199e-11 | 4.5199e-11 | 4.5199e-11 | 4.5199e-11 | 4.5199e-11 | 4.5199e-11 | 4.5199e-11 | 4.5199e-11 | 4.5199e-11 | 4.5199e-11 | 4.5199e-11 | 4.5199e-11 | 4.5199e-11 | 4.5199e-11 | 4.5199e-11 | 0.025148 | 0.025148 | 0.025148 | 4.5199e-11 | 4.5199e-11 | 4.5199e-11 | 4.5199e-11 | 0.075445 | 106 | 7.9972 | 0.025148
OK | natural gas peaker | Summer | 0.050297 | 0.050297 | 0.050297 | 0.050297 | 0.050297 | 0.10059 | 0.10059 | 0.10059 | 0.050297 | 0.050297 | 0.050297 | 0.19546 | 0.46351 | 0.50808 | 0.59803 | 0.69043 | 0.77425 | 0.95256 | 0.84133 | 0.79921 | 0.23757 | 0.10059 | 0.050297 | 0.050297 | 6.9658 | 53 | 369.1866 | 0.95256
OK | natural gas peaker | Fall | 4.5199e-11 | 4.5199e-11 | 4.5199e-11 | 4.5199e-11 | 4.5199e-11 | 4.5199e-11 | 4.5199e-11 | 4.5199e-11 | 4.5199e-11 | 4.5199e-11 | 0.057951 | 0.23805 | 0.29128 | 0.3027 | 0.36594 | 0.36594 | 0.52995 | 0.60246 | 0.61688 | 0.52979 | 0.070789 | 4.5199e-11 | 4.5199e-11 | 4.5199e-11 | 3.9717 | 92 | 365.3987 | 0.61688
OK | natural gas peaker | Summer Peak | 4.5199e-11 | 4.5199e-11 | 4.5199e-11 | 4.5199e-11 | 4.5199e-11 | 4.5199e-11 | 4.5199e-11 | 4.5199e-11 | 4.5199e-11 | 4.5199e-11 | 4.5199e-11 | 0.26657 | 0.38469 | 0.38469 | 0.76938 | 0.76938 | 1 | 1 | 1 | 1 | 0.65126 | 4.5199e-11 | 4.5199e-11 | 4.5199e-11 | 7.226 | 10 | 72.2596 | 1
OK | natural gas peaker | Winter Peak | 4.5199e-11 | 4.5199e-11 | 4.5199e-11 | 4.5199e-11 | 4.5199e-11 | 4.5199e-11 | 4.5199e-11 | 4.5199e-11 | 4.5199e-11 | 4.5199e-11 | 4.5199e-11 | 4.5199e-11 | 4.5199e-11 | 4.5199e-11 | 4.5199e-11 | 4.5199e-11 | 0.45892 | 0.97689 | 0.97689 | 0.84361 | 4.5199e-11 | 4.5199e-11 | 4.5199e-11 | 4.5199e-11 | 3.2563 | 20 | 65.1262 | 0.97689
OK | nuclear | Winter | 0.909 | 0.909 | 0.909 | 0.909 | 0.909 | 0.909 | 0.909 | 0.909 | 0.909 | 0.909 | 0.909 | 0.909 | 0.909 | 0.909 | 0.909 | 0.909 | 0.909 | 0.909 | 0.909 | 0.909 | 0.909 | 0.909 | 0.909 | 0.909 | 21.816 | 84 | 1832.544 | 0.909
OK | nuclear | Spring | 0.909 | 0.909 | 0.909 | 0.909 | 0.909 | 0.909 | 0.909 | 0.909 | 0.909 | 0.909 | 0.909 | 0.909 | 0.909 | 0.909 | 0.909 | 0.909 | 0.909 | 0.909 | 0.909 | 0.909 | 0.909 | 0.909 | 0.909 | 0.909 | 21.816 | 106 | 2312.496 | 0.909
OK | nuclear | Summer | 0.909 | 0.909 | 0.909 | 0.909 | 0.909 | 0.909 | 0.909 | 0.909 | 0.909 | 0.909 | 0.909 | 0.909 | 0.909 | 0.909 | 0.909 | 0.909 | 0.909 | 0.909 | 0.909 | 0.909 | 0.909 | 0.909 | 0.909 | 0.909 | 21.816 | 53 | 1156.248 | 0.909
OK | nuclear | Fall | 0.909 | 0.909 | 0.909 | 0.909 | 0.909 | 0.909 | 0.909 | 0.909 | 0.909 | 0.909 | 0.909 | 0.909 | 0.909 | 0.909 | 0.909 | 0.909 | 0.909 | 0.909 | 0.909 | 0.909 | 0.909 | 0.909 | 0.909 | 0.909 | 21.816 | 92 | 2007.072 | 0.909
OK | nuclear | Summer Peak | 0.909 | 0.909 | 0.909 | 0.909 | 0.909 | 0.909 | 0.909 | 0.909 | 0.909 | 0.909 | 0.909 | 0.909 | 0.909 | 0.909 | 0.909 | 0.909 | 0.909 | 0.909 | 0.909 | 0.909 | 0.909 | 0.909 | 0.909 | 0.909 | 21.816 | 10 | 218.16 | 0.909
OK | nuclear | Winter Peak | 0.909 | 0.909 | 0.909 | 0.909 | 0.909 | 0.909 | 0.909 | 0.909 | 0.909 | 0.909 | 0.909 | 0.909 | 0.909 | 0.909 | 0.909 | 0.909 | 0.909 | 0.909 | 0.909 | 0.909 | 0.909 | 0.909 | 0.909 | 0.909 | 21.816 | 20 | 436.32 | 0.909
OK | offshore wind | Winter | 0.45271 | 0.44952 | 0.44857 | 0.44845 | 0.45072 | 0.45756 | 0.46687 | 0.4735 | 0.47503 | 0.45752 | 0.43598 | 0.41826 | 0.40687 | 0.40497 | 0.40663 | 0.41387 | 0.43213 | 0.45441 | 0.46509 | 0.47412 | 0.47495 | 0.47516 | 0.47288 | 0.4624 | 10.7782 | 84 | 905.367 | 0.47516
OK | offshore wind | Spring | 0.44472 | 0.43504 | 0.43018 | 0.42314 | 0.4119 | 0.39669 | 0.38665 | 0.37127 | 0.3456 | 0.32681 | 0.31325 | 0.30347 | 0.30782 | 0.31905 | 0.3249 | 0.33608 | 0.35787 | 0.38535 | 0.40885 | 0.43556 | 0.4543 | 0.45487 | 0.45932 | 0.45564 | 9.2883 | 106 | 984.56 | 0.45932
OK | offshore wind | Summer | 0.30049 | 0.30186 | 0.3064 | 0.3035 | 0.29485 | 0.28331 | 0.26546 | 0.24258 | 0.22195 | 0.20241 | 0.196 | 0.19622 | 0.18539 | 0.18139 | 0.18686 | 0.19962 | 0.22069 | 0.23569 | 0.24778 | 0.26645 | 0.26026 | 0.2595 | 0.26497 | 0.27334 | 5.897 | 53 | 312.5404 | 0.3064
OK | offshore wind | Fall | 0.39945 | 0.40031 | 0.39867 | 0.39313 | 0.39477 | 0.39571 | 0.40203 | 0.40656 | 0.40312 | 0.39165 | 0.37299 | 0.36042 | 0.35176 | 0.34653 | 0.3498 | 0.3612 | 0.374 | 0.39329 | 0.40898 | 0.43052 | 0.45652 | 0.45589 | 0.44863 | 0.43021 | 9.5262 | 92 | 876.4059 | 0.45652
OK | offshore wind | Summer Peak | 0.084762 | 0.10667 | 0.11524 | 0.073333 | 0.069524 | 0.070476 | 0.062857 | 0.074286 | 0.071429 | 0.059048 | 0.039048 | 0.029524 | 0.07619 | 0.10571 | 0.11238 | 0.1219 | 0.13333 | 0.11429 | 0.14 | 0.24476 | 0.30571 | 0.30762 | 0.30952 | 0.31714 | 3.1448 | 10 | 31.4476 | 0.31714
OK | offshore wind | Winter Peak | 0.74667 | 0.73048 | 0.71333 | 0.68286 | 0.64286 | 0.55714 | 0.52952 | 0.51143 | 0.50667 | 0.53714 | 0.54476 | 0.52857 | 0.5219 | 0.53524 | 0.56095 | 0.5981 | 0.65714 | 0.69048 | 0.67524 | 0.63619 | 0.60095 | 0.55333 | 0.5019 | 0.4581 | 14.221 | 20 | 284.419 | 0.74667
OK | onshore wind | Winter | 0.34333 | 0.33454 | 0.32607 | 0.3143 | 0.30565 | 0.29613 | 0.26086 | 0.21025 | 0.16863 | 0.13979 | 0.13126 | 0.12914 | 0.13192 | 0.13572 | 0.14387 | 0.15523 | 0.18549 | 0.23741 | 0.30301 | 0.35941 | 0.39133 | 0.40545 | 0.40705 | 0.40169 | 6.2175 | 84 | 522.2718 | 0.40705
OK | onshore wind | Spring | 0.5188 | 0.50825 | 0.50761 | 0.51521 | 0.53788 | 0.55934 | 0.53259 | 0.47147 | 0.42606 | 0.41439 | 0.41514 | 0.42699 | 0.43669 | 0.44969 | 0.45183 | 0.47009 | 0.50491 | 0.54436 | 0.59724 | 0.62204 | 0.62288 | 0.61185 | 0.59198 | 0.55975 | 12.297 | 106 | 1303.484 | 0.62288
OK | onshore wind | Summer | 0.18468 | 0.17184 | 0.15723 | 0.14359 | 0.13653 | 0.13038 | 0.10474 | 0.06965 | 0.052104 | 0.043822 | 0.042803 | 0.046092 | 0.051761 | 0.060143 | 0.068526 | 0.075995 | 0.082908 | 0.096661 | 0.12803 | 0.16501 | 0.18641 | 0.19912 | 0.20684 | 0.21356 | 2.8184 | 53 | 149.3758 | 0.21356
OK | onshore wind | Fall | 0.47074 | 0.47018 | 0.47302 | 0.4779 | 0.48341 | 0.47469 | 0.41628 | 0.32055 | 0.24256 | 0.18968 | 0.17067 | 0.16689 | 0.16945 | 0.17467 | 0.17956 | 0.19125 | 0.22084 | 0.28724 | 0.36648 | 0.44275 | 0.47575 | 0.47966 | 0.4717 | 0.46372 | 8.2796 | 92 | 761.7247 | 0.48341
OK | onshore wind | Summer Peak | 0.33497 | 0.3071 | 0.26022 | 0.21562 | 0.19258 | 0.18215 | 0.12457 | 0.068224 | 0.054837 | 0.049264 | 0.048703 | 0.049127 | 0.060621 | 0.083044 | 0.099665 | 0.10448 | 0.10405 | 0.099938 | 0.12558 | 0.15568 | 0.17426 | 0.16925 | 0.16176 | 0.15898 | 3.3847 | 10 | 33.8466 | 0.33497
OK | onshore wind | Winter Peak | 0.40604 | 0.40045 | 0.38814 | 0.37124 | 0.34782 | 0.32988 | 0.31512 | 0.29034 | 0.19989 | 0.11993 | 0.086454 | 0.074308 | 0.065546 | 0.058131 | 0.052613 | 0.045937 | 0.049766 | 0.0701 | 0.090978 | 0.11182 | 0.13131 | 0.15092 | 0.17027 | 0.18865 | 4.5157 | 20 | 90.3131 | 0.40604
OK | petroleum | Winter | 4.5199e-11 | 4.5199e-11 | 4.5199e-11 | 4.5199e-11 | 4.5199e-11 | 0.045796 | 0.045796 | 4.5199e-11 | 4.5199e-11 | 4.5199e-11 | 4.5199e-11 | 4.5199e-11 | 4.5199e-11 | 0.045796 | 0.077531 | 0.091592 | 0.2307 | 0.34186 | 0.37359 | 0.17274 | 4.5199e-11 | 4.5199e-11 | 4.5199e-11 | 4.5199e-11 | 1.4254 | 84 | 119.7336 | 0.37359
OK | petroleum | Spring | 4.5199e-11 | 4.5199e-11 | 4.5199e-11 | 4.5199e-11 | 4.5199e-11 | 4.5199e-11 | 4.5199e-11 | 4.5199e-11 | 4.5199e-11 | 4.5199e-11 | 4.5199e-11 | 4.5199e-11 | 4.5199e-11 | 4.5199e-11 | 4.5199e-11 | 4.5199e-11 | 4.5199e-11 | 0.025148 | 0.025148 | 0.025148 | 4.5199e-11 | 4.5199e-11 | 4.5199e-11 | 4.5199e-11 | 0.075445 | 106 | 7.9972 | 0.025148
OK | petroleum | Summer | 0.050297 | 0.050297 | 0.050297 | 0.050297 | 0.050297 | 0.10059 | 0.10059 | 0.10059 | 0.050297 | 0.050297 | 0.050297 | 0.19546 | 0.46351 | 0.50808 | 0.59803 | 0.69043 | 0.77425 | 0.95256 | 0.84133 | 0.79921 | 0.23757 | 0.10059 | 0.050297 | 0.050297 | 6.9658 | 53 | 369.1866 | 0.95256
OK | petroleum | Fall | 4.5199e-11 | 4.5199e-11 | 4.5199e-11 | 4.5199e-11 | 4.5199e-11 | 4.5199e-11 | 4.5199e-11 | 4.5199e-11 | 4.5199e-11 | 4.5199e-11 | 0.057951 | 0.23805 | 0.29128 | 0.3027 | 0.36594 | 0.36594 | 0.52995 | 0.60246 | 0.61688 | 0.52979 | 0.070789 | 4.5199e-11 | 4.5199e-11 | 4.5199e-11 | 3.9717 | 92 | 365.3987 | 0.61688
OK | petroleum | Summer Peak | 4.5199e-11 | 4.5199e-11 | 4.5199e-11 | 4.5199e-11 | 4.5199e-11 | 4.5199e-11 | 4.5199e-11 | 4.5199e-11 | 4.5199e-11 | 4.5199e-11 | 4.5199e-11 | 0.26657 | 0.38469 | 0.38469 | 0.76938 | 0.76938 | 1 | 1 | 1 | 1 | 0.65126 | 4.5199e-11 | 4.5199e-11 | 4.5199e-11 | 7.226 | 10 | 72.2596 | 1
OK | petroleum | Winter Peak | 4.5199e-11 | 4.5199e-11 | 4.5199e-11 | 4.5199e-11 | 4.5199e-11 | 4.5199e-11 | 4.5199e-11 | 4.5199e-11 | 4.5199e-11 | 4.5199e-11 | 4.5199e-11 | 4.5199e-11 | 4.5199e-11 | 4.5199e-11 | 4.5199e-11 | 4.5199e-11 | 0.45892 | 0.97689 | 0.97689 | 0.84361 | 4.5199e-11 | 4.5199e-11 | 4.5199e-11 | 4.5199e-11 | 3.2563 | 20 | 65.1262 | 0.97689
OK | pumped hydro | Winter | 0.013072 | 0.019657 | 0.029485 | 0.039313 | 0.05736 | 0.14231 | 0.18316 | 0.090292 | 0.051906 | 0.048606 | 0.08152 | 0.10125 | 0.1245 | 0.13025 | 0.16706 | 0.27667 | 0.32405 | 0.55257 | 0.42912 | 0.30354 | 0.17828 | 0.13066 | 0.043171 | 0.072291 | 3.5901 | 84 | 301.5686 | 0.55257
OK | pumped hydro | Spring | 0.029669 | 0.018744 | 0.015577 | 0.0022342 | 0.013025 | 0.047082 | 0.095254 | 0.080737 | 0.074002 | 0.12941 | 0.15948 | 0.12072 | 0.10599 | 0.090263 | 0.082353 | 0.1174 | 0.11522 | 0.30698 | 0.39568 | 0.30853 | 0.23454 | 0.16776 | 0.091049 | 0.068674 | 2.8704 | 106 | 304.2581 | 0.39568
OK | pumped hydro | Summer | 0.0090464 | 0 | 0 | 0 | 0.015577 | 0.074448 | 0.047462 | 0.01293 | 0 | 0.0043952 | 0.046497 | 0.071047 | 0.15894 | 0.2047 | 0.24076 | 0.24837 | 0.41131 | 0.54915 | 0.60804 | 0.48757 | 0.2755 | 0.12539 | 0.046804 | 0.012498 | 3.6504 | 53 | 193.4733 | 0.60804
OK | pumped hydro | Fall | 0.044869 | 0.04178 | 0.031694 | 0.026921 | 0.044869 | 0.055254 | 0.12222 | 0.074608 | 0.093702 | 0.12549 | 0.21197 | 0.24209 | 0.25963 | 0.28381 | 0.30008 | 0.35865 | 0.46509 | 0.55177 | 0.43943 | 0.30921 | 0.21336 | 0.1812 | 0.12684 | 0.049031 | 4.6536 | 92 | 428.1271 | 0.55177
OK | pumped hydro | Summer Peak | 0 | 0 | 0 | 0 | 0 | 0 | 0 | 0 | 0 | 0 | 0.082558 | 0.16512 | 0.27868 | 0.24767 | 0.33023 | 0.37849 | 0.54512 | 0.69713 | 0.58221 | 0.62345 | 0.36109 | 0 | 0 | 0 | 4.2917 | 10 | 42.9174 | 0.69713
OK | pumped hydro | Winter Peak | 0 | 0 | 0 | 0 | 0 | 0.14248 | 0.17702 | 0.11246 | 0.041279 | 0.061512 | 0.067326 | 0.041279 | 0.017093 | 0 | 0.070097 | 0.26225 | 0.59703 | 0.73529 | 0.75678 | 0.71386 | 0.57791 | 0.41279 | 0.3161 | 0.082558 | 5.1851 | 20 | 103.7023 | 0.75678
OK | smr | Winter | 0.9 | 0.9 | 0.9 | 0.9 | 0.9 | 0.9 | 0.9 | 0.9 | 0.9 | 0.9 | 0.9 | 0.9 | 0.9 | 0.9 | 0.9 | 0.9 | 0.9 | 0.9 | 0.9 | 0.9 | 0.9 | 0.9 | 0.9 | 0.9 | 21.6 | 84 | 1814.4 | 0.9
OK | smr | Spring | 0.9 | 0.9 | 0.9 | 0.9 | 0.9 | 0.9 | 0.9 | 0.9 | 0.9 | 0.9 | 0.9 | 0.9 | 0.9 | 0.9 | 0.9 | 0.9 | 0.9 | 0.9 | 0.9 | 0.9 | 0.9 | 0.9 | 0.9 | 0.9 | 21.6 | 106 | 2289.6 | 0.9
OK | smr | Summer | 0.9 | 0.9 | 0.9 | 0.9 | 0.9 | 0.9 | 0.9 | 0.9 | 0.9 | 0.9 | 0.9 | 0.9 | 0.9 | 0.9 | 0.9 | 0.9 | 0.9 | 0.9 | 0.9 | 0.9 | 0.9 | 0.9 | 0.9 | 0.9 | 21.6 | 53 | 1144.8 | 0.9
OK | smr | Fall | 0.9 | 0.9 | 0.9 | 0.9 | 0.9 | 0.9 | 0.9 | 0.9 | 0.9 | 0.9 | 0.9 | 0.9 | 0.9 | 0.9 | 0.9 | 0.9 | 0.9 | 0.9 | 0.9 | 0.9 | 0.9 | 0.9 | 0.9 | 0.9 | 21.6 | 92 | 1987.2 | 0.9
OK | smr | Summer Peak | 0.9 | 0.9 | 0.9 | 0.9 | 0.9 | 0.9 | 0.9 | 0.9 | 0.9 | 0.9 | 0.9 | 0.9 | 0.9 | 0.9 | 0.9 | 0.9 | 0.9 | 0.9 | 0.9 | 0.9 | 0.9 | 0.9 | 0.9 | 0.9 | 21.6 | 10 | 216 | 0.9
OK | smr | Winter Peak | 0.9 | 0.9 | 0.9 | 0.9 | 0.9 | 0.9 | 0.9 | 0.9 | 0.9 | 0.9 | 0.9 | 0.9 | 0.9 | 0.9 | 0.9 | 0.9 | 0.9 | 0.9 | 0.9 | 0.9 | 0.9 | 0.9 | 0.9 | 0.9 | 21.6 | 20 | 432 | 0.9
OK | solar pv dist | Winter | 0 | 0 | 0 | 0 | 2.1547e-05 | 0.00061409 | 0.10976 | 0.24901 | 0.3548 | 0.38871 | 0.39847 | 0.3914 | 0.39576 | 0.52822 | 0.52 | 0.45579 | 0.28694 | 0.14248 | 0.015212 | 0 | 0 | 0 | 0 | 0 | 4.2372 | 84 | 355.9231 | 0.52822
OK | solar pv dist | Spring | 0 | 0 | 0 | 0 | 3.415e-05 | 0.00056348 | 0.099607 | 0.21374 | 0.27243 | 0.30842 | 0.31959 | 0.32548 | 0.32048 | 0.41322 | 0.3899 | 0.34618 | 0.2471 | 0.12634 | 0.019047 | 0 | 0 | 0 | 0 | 0 | 3.4021 | 106 | 360.6253 | 0.41322
OK | solar pv dist | Summer | 0 | 0 | 0 | 0 | 5.1225e-05 | 0.00070008 | 0.13848 | 0.27535 | 0.35029 | 0.36903 | 0.38941 | 0.38455 | 0.38403 | 0.49898 | 0.49791 | 0.42881 | 0.31855 | 0.17398 | 0.018509 | 0 | 0 | 0 | 0 | 0 | 4.2286 | 53 | 224.1176 | 0.49898
OK | solar pv dist | Fall | 0 | 0 | 0 | 0 | 1.9673e-05 | 0.00085579 | 0.13186 | 0.28249 | 0.39186 | 0.42846 | 0.42637 | 0.41488 | 0.41837 | 0.5558 | 0.55372 | 0.47786 | 0.28577 | 0.13762 | 0.019113 | 0 | 0 | 0 | 0 | 0 | 4.525 | 92 | 416.3032 | 0.5558
OK | solar pv dist | Summer Peak | 0 | 0 | 0 | 0 | 0 | 0.0013575 | 0.19792 | 0.30407 | 0.34842 | 0.35466 | 0.3848 | 0.39801 | 0.39285 | 0.5276 | 0.53149 | 0.47629 | 0.36833 | 0.19991 | 0.025973 | 0 | 0 | 0 | 0 | 0 | 4.5117 | 10 | 45.1167 | 0.53149
OK | solar pv dist | Winter Peak | 0 | 0 | 0 | 0 | 0 | 0 | 0.0077376 | 0.13068 | 0.28118 | 0.36005 | 0.36774 | 0.37068 | 0.38638 | 0.53516 | 0.53692 | 0.39367 | 0.11751 | 0.017783 | 0 | 0 | 0 | 0 | 0 | 0 | 3.5055 | 20 | 70.1095 | 0.53692
OK | solar pv | Winter | 0 | 0 | 0 | 0 | 0 | 0.016456 | 0.1091 | 0.25575 | 0.38257 | 0.43088 | 0.44194 | 0.44326 | 0.44462 | 0.44573 | 0.44178 | 0.40079 | 0.27789 | 0.12449 | 0.020664 | 0 | 0 | 0 | 0 | 0 | 4.2359 | 84 | 355.8167 | 0.44573
OK | solar pv | Spring | 0 | 0 | 0 | 0 | 0 | 0.018505 | 0.11153 | 0.26044 | 0.36804 | 0.40835 | 0.4198 | 0.42405 | 0.42923 | 0.41824 | 0.42171 | 0.37782 | 0.27872 | 0.13968 | 0.025645 | 0 | 0 | 0 | 0 | 0 | 4.1018 | 106 | 434.788 | 0.42923
OK | solar pv | Summer | 0 | 0 | 0 | 0 | 0 | 0.017801 | 0.13607 | 0.29973 | 0.40285 | 0.43228 | 0.44319 | 0.44492 | 0.44675 | 0.44504 | 0.43689 | 0.40677 | 0.31657 | 0.16527 | 0.025118 | 0 | 0 | 0 | 0 | 0 | 4.4193 | 53 | 234.221 | 0.44675
OK | solar pv | Fall | 0 | 0 | 0 | 0 | 0 | 0.018202 | 0.123 | 0.29772 | 0.45406 | 0.50302 | 0.50019 | 0.49098 | 0.49112 | 0.49699 | 0.4982 | 0.44463 | 0.28808 | 0.131 | 0.027784 | 0 | 0 | 0 | 0 | 0 | 4.765 | 92 | 438.3784 | 0.50302
OK | solar pv | Summer Peak | 0 | 0 | 0 | 0 | 0 | 0.018816 | 0.19237 | 0.3632 | 0.4316 | 0.45877 | 0.46885 | 0.48485 | 0.49235 | 0.49528 | 0.49898 | 0.47839 | 0.41115 | 0.24399 | 0.041444 | 0 | 0 | 0 | 0 | 0 | 5.08 | 10 | 50.8004 | 0.49898
OK | solar pv | Winter Peak | 0 | 0 | 0 | 0 | 0 | 0 | 1.8984e-05 | 0.080996 | 0.31229 | 0.38804 | 0.388 | 0.37697 | 0.38032 | 0.39872 | 0.40943 | 0.33921 | 0.10748 | 0.0020977 | 0 | 0 | 0 | 0 | 0 | 0 | 3.1836 | 20 | 63.6715 | 0.40943
OK | solar thermal | Winter | 0 | 0 | 0 | 0 | 0 | 0 | 0 | 0 | 0 | 0.08597 | 0.37963 | 0.49887 | 0.49723 | 0.48344 | 0.47116 | 0.48279 | 0.49202 | 0.44649 | 0.21282 | 0.015243 | 0 | 0 | 0 | 0 | 4.0657 | 84 | 341.5159 | 0.49887
OK | solar thermal | Spring | 0 | 0 | 0 | 0 | 0 | 0 | 0 | 0.0076376 | 0.18687 | 0.48014 | 0.63047 | 0.67382 | 0.67706 | 0.67418 | 0.66674 | 0.6665 | 0.66683 | 0.64842 | 0.56803 | 0.30656 | 0.039289 | 0 | 0 | 0 | 6.8926 | 106 | 730.6117 | 0.67706
OK | solar thermal | Summer | 0 | 0 | 0 | 0 | 0 | 0 | 0 | 0.024165 | 0.27576 | 0.51489 | 0.59949 | 0.63012 | 0.63917 | 0.63842 | 0.63267 | 0.62353 | 0.61338 | 0.59439 | 0.54207 | 0.40006 | 0.11962 | 2.6056e-06 | 0 | 0 | 6.8477 | 53 | 362.9293 | 0.63917
OK | solar thermal | Fall | 0 | 0 | 0 | 0 | 0 | 0 | 0 | 0 | 0.054994 | 0.36422 | 0.55217 | 0.58569 | 0.57826 | 0.56812 | 0.56341 | 0.56827 | 0.56955 | 0.52878 | 0.35579 | 0.077412 | 3.2207e-05 | 0 | 0 | 0 | 5.3667 | 92 | 493.7359 | 0.58569
OK | solar thermal | Summer Peak | 0 | 0 | 0 | 0 | 0 | 0 | 0 | 0.027732 | 0.38084 | 0.62249 | 0.69231 | 0.71807 | 0.7248 | 0.72465 | 0.72329 | 0.72571 | 0.72389 | 0.71218 | 0.67311 | 0.55977 | 0.22117 | 0 | 0 | 0 | 8.23 | 10 | 82.3001 | 0.72571
OK | solar thermal | Winter Peak | 0 | 0 | 0 | 0 | 0 | 0 | 0 | 0 | 0 | 0.0026447 | 0.27588 | 0.35613 | 0.39021 | 0.41121 | 0.42512 | 0.48557 | 0.52766 | 0.49305 | 0.19344 | 0 | 0 | 0 | 0 | 0 | 3.5609 | 20 | 71.2181 | 0.52766
OK | natural gas steam turbine | Winter | 0.176 | 0.176 | 0.176 | 0.176 | 0.176 | 0.176 | 0.176 | 0.176 | 0.176 | 0.176 | 0.176 | 0.176 | 0.176 | 0.176 | 0.176 | 0.176 | 0.176 | 0.176 | 0.176 | 0.176 | 0.176 | 0.176 | 0.176 | 0.176 | 4.224 | 84 | 354.816 | 0.176
OK | natural gas steam turbine | Spring | 0.176 | 0.176 | 0.176 | 0.176 | 0.176 | 0.176 | 0.176 | 0.176 | 0.176 | 0.176 | 0.176 | 0.176 | 0.176 | 0.176 | 0.176 | 0.176 | 0.176 | 0.176 | 0.176 | 0.176 | 0.176 | 0.176 | 0.176 | 0.176 | 4.224 | 106 | 447.744 | 0.176
OK | natural gas steam turbine | Summer | 0.176 | 0.176 | 0.176 | 0.176 | 0.176 | 0.176 | 0.176 | 0.176 | 0.176 | 0.176 | 0.176 | 0.176 | 0.176 | 0.176 | 0.176 | 0.176 | 0.176 | 0.176 | 0.176 | 0.176 | 0.176 | 0.176 | 0.176 | 0.176 | 4.224 | 53 | 223.872 | 0.176
OK | natural gas steam turbine | Fall | 0.176 | 0.176 | 0.176 | 0.176 | 0.176 | 0.176 | 0.176 | 0.176 | 0.176 | 0.176 | 0.176 | 0.176 | 0.176 | 0.176 | 0.176 | 0.176 | 0.176 | 0.176 | 0.176 | 0.176 | 0.176 | 0.176 | 0.176 | 0.176 | 4.224 | 92 | 388.608 | 0.176
OK | natural gas steam turbine | Summer Peak | 0.176 | 0.176 | 0.176 | 0.176 | 0.176 | 0.176 | 0.176 | 0.176 | 0.176 | 0.176 | 0.176 | 0.176 | 0.176 | 0.176 | 0.176 | 0.176 | 0.176 | 0.176 | 0.176 | 0.176 | 0.176 | 0.176 | 0.176 | 0.176 | 4.224 | 10 | 42.24 | 0.176
OK | natural gas steam turbine | Winter Peak | 0.176 | 0.176 | 0.176 | 0.176 | 0.176 | 0.176 | 0.176 | 0.176 | 0.176 | 0.176 | 0.176 | 0.176 | 0.176 | 0.176 | 0.176 | 0.176 | 0.176 | 0.176 | 0.176 | 0.176 | 0.176 | 0.176 | 0.176 | 0.176 | 4.224 | 20 | 84.48 | 0.176
OR | biomass ccs | Winter | 0.8 | 0.8 | 0.8 | 0.8 | 0.8 | 0.8 | 0.8 | 0.8 | 0.8 | 0.8 | 0.8 | 0.8 | 0.8 | 0.8 | 0.8 | 0.8 | 0.8 | 0.8 | 0.8 | 0.8 | 0.8 | 0.8 | 0.8 | 0.8 | 19.2 | 120 | 2304 | 0.8
OR | biomass ccs | Spring | 0.8 | 0.8 | 0.8 | 0.8 | 0.8 | 0.8 | 0.8 | 0.8 | 0.8 | 0.8 | 0.8 | 0.8 | 0.8 | 0.8 | 0.8 | 0.8 | 0.8 | 0.8 | 0.8 | 0.8 | 0.8 | 0.8 | 0.8 | 0.8 | 19.2 | 70 | 1344 | 0.8
OR | biomass ccs | Summer | 0.8 | 0.8 | 0.8 | 0.8 | 0.8 | 0.8 | 0.8 | 0.8 | 0.8 | 0.8 | 0.8 | 0.8 | 0.8 | 0.8 | 0.8 | 0.8 | 0.8 | 0.8 | 0.8 | 0.8 | 0.8 | 0.8 | 0.8 | 0.8 | 19.2 | 90 | 1728 | 0.8
OR | biomass ccs | Fall | 0.8 | 0.8 | 0.8 | 0.8 | 0.8 | 0.8 | 0.8 | 0.8 | 0.8 | 0.8 | 0.8 | 0.8 | 0.8 | 0.8 | 0.8 | 0.8 | 0.8 | 0.8 | 0.8 | 0.8 | 0.8 | 0.8 | 0.8 | 0.8 | 19.2 | 70 | 1344 | 0.8
OR | biomass ccs | Summer Peak | 0.8 | 0.8 | 0.8 | 0.8 | 0.8 | 0.8 | 0.8 | 0.8 | 0.8 | 0.8 | 0.8 | 0.8 | 0.8 | 0.8 | 0.8 | 0.8 | 0.8 | 0.8 | 0.8 | 0.8 | 0.8 | 0.8 | 0.8 | 0.8 | 19.2 | 5 | 96 | 0.8
OR | biomass ccs | Winter Peak | 0.8 | 0.8 | 0.8 | 0.8 | 0.8 | 0.8 | 0.8 | 0.8 | 0.8 | 0.8 | 0.8 | 0.8 | 0.8 | 0.8 | 0.8 | 0.8 | 0.8 | 0.8 | 0.8 | 0.8 | 0.8 | 0.8 | 0.8 | 0.8 | 19.2 | 10 | 192 | 0.8
OR | biomass | Winter | 0.49785 | 0.49657 | 0.49657 | 0.49657 | 0.49657 | 0.49389 | 0.48328 | 0.47902 | 0.47624 | 0.47624 | 0.47624 | 0.47624 | 0.47706 | 0.48062 | 0.48543 | 0.49317 | 0.49694 | 0.49831 | 0.49987 | 0.49987 | 0.49987 | 0.4995 | 0.4995 | 0.4995 | 11.7749 | 120 | 1412.9933 | 0.49987
OR | biomass | Spring | 0.49887 | 0.49683 | 0.49683 | 0.49683 | 0.49683 | 0.49245 | 0.46443 | 0.452 | 0.44929 | 0.44842 | 0.44842 | 0.44842 | 0.45116 | 0.45147 | 0.45636 | 0.4731 | 0.49683 | 0.49809 | 0.50013 | 0.50013 | 0.50013 | 0.49997 | 0.49997 | 0.49982 | 11.5168 | 70 | 806.177 | 0.50013
OR | biomass | Summer | 0.49914 | 0.49828 | 0.49828 | 0.49828 | 0.49828 | 0.49779 | 0.49476 | 0.49476 | 0.49342 | 0.49342 | 0.49342 | 0.49342 | 0.49379 | 0.49403 | 0.49556 | 0.49901 | 0.49901 | 0.49975 | 0.50048 | 0.50048 | 0.50048 | 0.49962 | 0.49962 | 0.49962 | 11.9347 | 90 | 1074.1256 | 0.50048
OR | biomass | Fall | 0.4995 | 0.49903 | 0.49903 | 0.49903 | 0.49903 | 0.49903 | 0.49616 | 0.48691 | 0.48675 | 0.48675 | 0.48675 | 0.48675 | 0.48675 | 0.48876 | 0.49088 | 0.49678 | 0.4995 | 0.50013 | 0.50044 | 0.50044 | 0.50044 | 0.49997 | 0.49997 | 0.49997 | 11.8888 | 70 | 832.2145 | 0.50044
OR | biomass | Summer Peak | 0.5006 | 0.5006 | 0.5006 | 0.5006 | 0.5006 | 0.49621 | 0.49621 | 0.49621 | 0.49621 | 0.49621 | 0.49621 | 0.49621 | 0.4984 | 0.4984 | 0.4984 | 0.5006 | 0.5006 | 0.5006 | 0.5006 | 0.5006 | 0.5006 | 0.5006 | 0.5006 | 0.5006 | 11.9771 | 5 | 59.8853 | 0.5006
OR | biomass | Winter Peak | 0.5006 | 0.5006 | 0.5006 | 0.5006 | 0.5006 | 0.5006 | 0.5006 | 0.5006 | 0.5006 | 0.5006 | 0.5006 | 0.5006 | 0.5006 | 0.5006 | 0.5006 | 0.5006 | 0.5006 | 0.5006 | 0.5006 | 0.5006 | 0.5006 | 0.5006 | 0.5006 | 0.5006 | 12.0144 | 10 | 120.1442 | 0.5006
OR | natural gas combined cycle ccs | Winter | 0.8 | 0.8 | 0.8 | 0.8 | 0.8 | 0.8 | 0.8 | 0.8 | 0.8 | 0.8 | 0.8 | 0.8 | 0.8 | 0.8 | 0.8 | 0.8 | 0.8 | 0.8 | 0.8 | 0.8 | 0.8 | 0.8 | 0.8 | 0.8 | 19.2 | 120 | 2304 | 0.8
OR | natural gas combined cycle ccs | Spring | 0.8 | 0.8 | 0.8 | 0.8 | 0.8 | 0.8 | 0.8 | 0.8 | 0.8 | 0.8 | 0.8 | 0.8 | 0.8 | 0.8 | 0.8 | 0.8 | 0.8 | 0.8 | 0.8 | 0.8 | 0.8 | 0.8 | 0.8 | 0.8 | 19.2 | 70 | 1344 | 0.8
OR | natural gas combined cycle ccs | Summer | 0.8 | 0.8 | 0.8 | 0.8 | 0.8 | 0.8 | 0.8 | 0.8 | 0.8 | 0.8 | 0.8 | 0.8 | 0.8 | 0.8 | 0.8 | 0.8 | 0.8 | 0.8 | 0.8 | 0.8 | 0.8 | 0.8 | 0.8 | 0.8 | 19.2 | 90 | 1728 | 0.8
OR | natural gas combined cycle ccs | Fall | 0.8 | 0.8 | 0.8 | 0.8 | 0.8 | 0.8 | 0.8 | 0.8 | 0.8 | 0.8 | 0.8 | 0.8 | 0.8 | 0.8 | 0.8 | 0.8 | 0.8 | 0.8 | 0.8 | 0.8 | 0.8 | 0.8 | 0.8 | 0.8 | 19.2 | 70 | 1344 | 0.8
OR | natural gas combined cycle ccs | Summer Peak | 0.8 | 0.8 | 0.8 | 0.8 | 0.8 | 0.8 | 0.8 | 0.8 | 0.8 | 0.8 | 0.8 | 0.8 | 0.8 | 0.8 | 0.8 | 0.8 | 0.8 | 0.8 | 0.8 | 0.8 | 0.8 | 0.8 | 0.8 | 0.8 | 19.2 | 5 | 96 | 0.8
OR | natural gas combined cycle ccs | Winter Peak | 0.8 | 0.8 | 0.8 | 0.8 | 0.8 | 0.8 | 0.8 | 0.8 | 0.8 | 0.8 | 0.8 | 0.8 | 0.8 | 0.8 | 0.8 | 0.8 | 0.8 | 0.8 | 0.8 | 0.8 | 0.8 | 0.8 | 0.8 | 0.8 | 19.2 | 10 | 192 | 0.8
OR | natural gas combined cycle | Winter | 0.7533 | 0.7533 | 0.7533 | 0.7533 | 0.7533 | 0.7533 | 0.7533 | 0.7533 | 0.7533 | 0.7533 | 0.7533 | 0.7533 | 0.7533 | 0.7533 | 0.7533 | 0.7533 | 0.7533 | 0.7533 | 0.7533 | 0.7533 | 0.7533 | 0.7533 | 0.7533 | 0.7533 | 18.0792 | 120 | 2169.504 | 0.7533
OR | natural gas combined cycle | Spring | 0.7533 | 0.7533 | 0.7533 | 0.7533 | 0.7533 | 0.7533 | 0.7533 | 0.7533 | 0.7533 | 0.7533 | 0.7533 | 0.7533 | 0.7533 | 0.7533 | 0.7533 | 0.7533 | 0.7533 | 0.7533 | 0.7533 | 0.7533 | 0.7533 | 0.7533 | 0.7533 | 0.7533 | 18.0792 | 70 | 1265.544 | 0.7533
OR | natural gas combined cycle | Summer | 0.7533 | 0.7533 | 0.7533 | 0.7533 | 0.7533 | 0.7533 | 0.7533 | 0.7533 | 0.7533 | 0.7533 | 0.7533 | 0.7533 | 0.7533 | 0.7533 | 0.7533 | 0.7533 | 0.7533 | 0.7533 | 0.7533 | 0.7533 | 0.7533 | 0.7533 | 0.7533 | 0.7533 | 18.0792 | 90 | 1627.128 | 0.7533
OR | natural gas combined cycle | Fall | 0.7533 | 0.7533 | 0.7533 | 0.7533 | 0.7533 | 0.7533 | 0.7533 | 0.7533 | 0.7533 | 0.7533 | 0.7533 | 0.7533 | 0.7533 | 0.7533 | 0.7533 | 0.7533 | 0.7533 | 0.7533 | 0.7533 | 0.7533 | 0.7533 | 0.7533 | 0.7533 | 0.7533 | 18.0792 | 70 | 1265.544 | 0.7533
OR | natural gas combined cycle | Summer Peak | 0.7533 | 0.7533 | 0.7533 | 0.7533 | 0.7533 | 0.7533 | 0.7533 | 0.7533 | 0.7533 | 0.7533 | 0.7533 | 0.7533 | 0.7533 | 0.7533 | 0.7533 | 0.7533 | 0.7533 | 0.7533 | 0.7533 | 0.7533 | 0.7533 | 0.7533 | 0.7533 | 0.7533 | 18.0792 | 5 | 90.396 | 0.7533
OR | natural gas combined cycle | Winter Peak | 0.7533 | 0.7533 | 0.7533 | 0.7533 | 0.7533 | 0.7533 | 0.7533 | 0.7533 | 0.7533 | 0.7533 | 0.7533 | 0.7533 | 0.7533 | 0.7533 | 0.7533 | 0.7533 | 0.7533 | 0.7533 | 0.7533 | 0.7533 | 0.7533 | 0.7533 | 0.7533 | 0.7533 | 18.0792 | 10 | 180.792 | 0.7533
OR | crude oil | Winter | 0.1047 | 0.1047 | 0.1047 | 0.1047 | 0.1047 | 0.1047 | 0.1047 | 0.1047 | 0.1047 | 0.1047 | 0.1047 | 0.1047 | 0.1047 | 0.1047 | 0.1047 | 0.1047 | 0.1047 | 0.1047 | 0.1047 | 0.1047 | 0.1047 | 0.1047 | 0.1047 | 0.1047 | 2.5128 | 120 | 301.536 | 0.1047
OR | crude oil | Spring | 0.1047 | 0.1047 | 0.1047 | 0.1047 | 0.1047 | 0.1047 | 0.1047 | 0.1047 | 0.1047 | 0.1047 | 0.1047 | 0.1047 | 0.1047 | 0.1047 | 0.1047 | 0.1047 | 0.1047 | 0.1047 | 0.1047 | 0.1047 | 0.1047 | 0.1047 | 0.1047 | 0.1047 | 2.5128 | 70 | 175.896 | 0.1047
OR | crude oil | Summer | 0.1047 | 0.1047 | 0.1047 | 0.1047 | 0.1047 | 0.1047 | 0.1047 | 0.1047 | 0.1047 | 0.1047 | 0.1047 | 0.1047 | 0.1047 | 0.1047 | 0.1047 | 0.1047 | 0.1047 | 0.1047 | 0.1047 | 0.1047 | 0.1047 | 0.1047 | 0.1047 | 0.1047 | 2.5128 | 90 | 226.152 | 0.1047
OR | crude oil | Fall | 0.1047 | 0.1047 | 0.1047 | 0.1047 | 0.1047 | 0.1047 | 0.1047 | 0.1047 | 0.1047 | 0.1047 | 0.1047 | 0.1047 | 0.1047 | 0.1047 | 0.1047 | 0.1047 | 0.1047 | 0.1047 | 0.1047 | 0.1047 | 0.1047 | 0.1047 | 0.1047 | 0.1047 | 2.5128 | 70 | 175.896 | 0.1047
OR | crude oil | Summer Peak | 0.1047 | 0.1047 | 0.1047 | 0.1047 | 0.1047 | 0.1047 | 0.1047 | 0.1047 | 0.1047 | 0.1047 | 0.1047 | 0.1047 | 0.1047 | 0.1047 | 0.1047 | 0.1047 | 0.1047 | 0.1047 | 0.1047 | 0.1047 | 0.1047 | 0.1047 | 0.1047 | 0.1047 | 2.5128 | 5 | 12.564 | 0.1047
OR | crude oil | Winter Peak | 0.1047 | 0.1047 | 0.1047 | 0.1047 | 0.1047 | 0.1047 | 0.1047 | 0.1047 | 0.1047 | 0.1047 | 0.1047 | 0.1047 | 0.1047 | 0.1047 | 0.1047 | 0.1047 | 0.1047 | 0.1047 | 0.1047 | 0.1047 | 0.1047 | 0.1047 | 0.1047 | 0.1047 | 2.5128 | 10 | 25.128 | 0.1047
OR | geothermal | Winter | 0.6595 | 0.6595 | 0.6595 | 0.6595 | 0.6595 | 0.6595 | 0.6595 | 0.6595 | 0.6595 | 0.6595 | 0.6595 | 0.6595 | 0.6595 | 0.6595 | 0.6595 | 0.6595 | 0.6595 | 0.6595 | 0.6595 | 0.6595 | 0.6595 | 0.6595 | 0.6595 | 0.6595 | 15.828 | 120 | 1899.36 | 0.6595
OR | geothermal | Spring | 0.6595 | 0.6595 | 0.6595 | 0.6595 | 0.6595 | 0.6595 | 0.6595 | 0.6595 | 0.6595 | 0.6595 | 0.6595 | 0.6595 | 0.6595 | 0.6595 | 0.6595 | 0.6595 | 0.6595 | 0.6595 | 0.6595 | 0.6595 | 0.6595 | 0.6595 | 0.6595 | 0.6595 | 15.828 | 70 | 1107.96 | 0.6595
OR | geothermal | Summer | 0.6595 | 0.6595 | 0.6595 | 0.6595 | 0.6595 | 0.6595 | 0.6595 | 0.6595 | 0.6595 | 0.6595 | 0.6595 | 0.6595 | 0.6595 | 0.6595 | 0.6595 | 0.6595 | 0.6595 | 0.6595 | 0.6595 | 0.6595 | 0.6595 | 0.6595 | 0.6595 | 0.6595 | 15.828 | 90 | 1424.52 | 0.6595
OR | geothermal | Fall | 0.6595 | 0.6595 | 0.6595 | 0.6595 | 0.6595 | 0.6595 | 0.6595 | 0.6595 | 0.6595 | 0.6595 | 0.6595 | 0.6595 | 0.6595 | 0.6595 | 0.6595 | 0.6595 | 0.6595 | 0.6595 | 0.6595 | 0.6595 | 0.6595 | 0.6595 | 0.6595 | 0.6595 | 15.828 | 70 | 1107.96 | 0.6595
OR | geothermal | Summer Peak | 0.6595 | 0.6595 | 0.6595 | 0.6595 | 0.6595 | 0.6595 | 0.6595 | 0.6595 | 0.6595 | 0.6595 | 0.6595 | 0.6595 | 0.6595 | 0.6595 | 0.6595 | 0.6595 | 0.6595 | 0.6595 | 0.6595 | 0.6595 | 0.6595 | 0.6595 | 0.6595 | 0.6595 | 15.828 | 5 | 79.14 | 0.6595
OR | geothermal | Winter Peak | 0.6595 | 0.6595 | 0.6595 | 0.6595 | 0.6595 | 0.6595 | 0.6595 | 0.6595 | 0.6595 | 0.6595 | 0.6595 | 0.6595 | 0.6595 | 0.6595 | 0.6595 | 0.6595 | 0.6595 | 0.6595 | 0.6595 | 0.6595 | 0.6595 | 0.6595 | 0.6595 | 0.6595 | 15.828 | 10 | 158.28 | 0.6595
OR | hard coal ccs | Winter | 0.8 | 0.8 | 0.8 | 0.8 | 0.8 | 0.8 | 0.8 | 0.8 | 0.8 | 0.8 | 0.8 | 0.8 | 0.8 | 0.8 | 0.8 | 0.8 | 0.8 | 0.8 | 0.8 | 0.8 | 0.8 | 0.8 | 0.8 | 0.8 | 19.2 | 120 | 2304 | 0.8
OR | hard coal ccs | Spring | 0.8 | 0.8 | 0.8 | 0.8 | 0.8 | 0.8 | 0.8 | 0.8 | 0.8 | 0.8 | 0.8 | 0.8 | 0.8 | 0.8 | 0.8 | 0.8 | 0.8 | 0.8 | 0.8 | 0.8 | 0.8 | 0.8 | 0.8 | 0.8 | 19.2 | 70 | 1344 | 0.8
OR | hard coal ccs | Summer | 0.8 | 0.8 | 0.8 | 0.8 | 0.8 | 0.8 | 0.8 | 0.8 | 0.8 | 0.8 | 0.8 | 0.8 | 0.8 | 0.8 | 0.8 | 0.8 | 0.8 | 0.8 | 0.8 | 0.8 | 0.8 | 0.8 | 0.8 | 0.8 | 19.2 | 90 | 1728 | 0.8
OR | hard coal ccs | Fall | 0.8 | 0.8 | 0.8 | 0.8 | 0.8 | 0.8 | 0.8 | 0.8 | 0.8 | 0.8 | 0.8 | 0.8 | 0.8 | 0.8 | 0.8 | 0.8 | 0.8 | 0.8 | 0.8 | 0.8 | 0.8 | 0.8 | 0.8 | 0.8 | 19.2 | 70 | 1344 | 0.8
OR | hard coal ccs | Summer Peak | 0.8 | 0.8 | 0.8 | 0.8 | 0.8 | 0.8 | 0.8 | 0.8 | 0.8 | 0.8 | 0.8 | 0.8 | 0.8 | 0.8 | 0.8 | 0.8 | 0.8 | 0.8 | 0.8 | 0.8 | 0.8 | 0.8 | 0.8 | 0.8 | 19.2 | 5 | 96 | 0.8
OR | hard coal ccs | Winter Peak | 0.8 | 0.8 | 0.8 | 0.8 | 0.8 | 0.8 | 0.8 | 0.8 | 0.8 | 0.8 | 0.8 | 0.8 | 0.8 | 0.8 | 0.8 | 0.8 | 0.8 | 0.8 | 0.8 | 0.8 | 0.8 | 0.8 | 0.8 | 0.8 | 19.2 | 10 | 192 | 0.8
OR | hard coal | Winter | 0.40175 | 0.38378 | 0.37948 | 0.38051 | 0.39546 | 0.43911 | 0.49424 | 0.50456 | 0.46913 | 0.44304 | 0.43287 | 0.42866 | 0.42107 | 0.40687 | 0.39927 | 0.41373 | 0.4758 | 0.54478 | 0.57023 | 0.57238 | 0.56578 | 0.54096 | 0.49065 | 0.43843 | 10.9925 | 120 | 1319.1038 | 0.57238
OR | hard coal | Spring | 0.21288 | 0.19999 | 0.19641 | 0.19713 | 0.20234 | 0.22114 | 0.23697 | 0.23372 | 0.2279 | 0.22708 | 0.23688 | 0.24911 | 0.25982 | 0.26563 | 0.27291 | 0.28148 | 0.30718 | 0.35152 | 0.37256 | 0.3892 | 0.38831 | 0.37176 | 0.30841 | 0.24527 | 6.4556 | 70 | 451.8937 | 0.3892
OR | hard coal | Summer | 0.51032 | 0.47373 | 0.45254 | 0.44454 | 0.44832 | 0.45957 | 0.46038 | 0.47656 | 0.50165 | 0.52701 | 0.57922 | 0.63335 | 0.67694 | 0.70437 | 0.72044 | 0.73222 | 0.7413 | 0.7502 | 0.76449 | 0.77551 | 0.77101 | 0.74555 | 0.66781 | 0.57338 | 14.5904 | 90 | 1313.1374 | 0.77551
OR | hard coal | Fall | 0.32975 | 0.31583 | 0.31143 | 0.31094 | 0.31557 | 0.34222 | 0.37426 | 0.36387 | 0.35974 | 0.36335 | 0.37447 | 0.39689 | 0.421 | 0.43834 | 0.44678 | 0.46575 | 0.51039 | 0.54322 | 0.55947 | 0.55924 | 0.54731 | 0.49787 | 0.42307 | 0.35778 | 9.9285 | 70 | 694.9976 | 0.55947
OR | hard coal | Summer Peak | 0.66247 | 0.58722 | 0.53591 | 0.50897 | 0.50596 | 0.50963 | 0.50166 | 0.56478 | 0.62054 | 0.69265 | 0.74626 | 0.78853 | 0.80903 | 0.82038 | 0.82587 | 0.82821 | 0.83011 | 0.83555 | 0.84403 | 0.84747 | 0.8543 | 0.853 | 0.84327 | 0.77749 | 17.1933 | 5 | 85.9664 | 0.8543
OR | hard coal | Winter Peak | 0.57091 | 0.55157 | 0.53485 | 0.53339 | 0.55362 | 0.60261 | 0.67216 | 0.69129 | 0.60863 | 0.56821 | 0.55784 | 0.55291 | 0.53747 | 0.50661 | 0.49093 | 0.52129 | 0.63269 | 0.64548 | 0.69146 | 0.69093 | 0.69368 | 0.67893 | 0.65431 | 0.60594 | 14.3477 | 10 | 143.4771 | 0.69368
OR | heavy or residual fuel oil | Winter | 0 | 0 | 0 | 0 | 0 | 0 | 0 | 0 | 0 | 0 | 0 | 0 | 0 | 0 | 0 | 0 | 0 | 0 | 0 | 0 | 0 | 0 | 0 | 0 | 0 | 120 | 0 | 0
OR | heavy or residual fuel oil | Spring | 0 | 0 | 0 | 0 | 0 | 0 | 0 | 0 | 0 | 0 | 0 | 0 | 0 | 0 | 0 | 0 | 0 | 0 | 0 | 0 | 0 | 0 | 0 | 0 | 0 | 70 | 0 | 0
OR | heavy or residual fuel oil | Summer | 0 | 0 | 0 | 0 | 0 | 0 | 0 | 0 | 0 | 0 | 0 | 0 | 0 | 0 | 0 | 0 | 0 | 0 | 0 | 0 | 0 | 0 | 0 | 0 | 0 | 90 | 0 | 0
OR | heavy or residual fuel oil | Fall | 0 | 0 | 0 | 0 | 0 | 0 | 0 | 0 | 0 | 0 | 0 | 0 | 0 | 0 | 0 | 0 | 0 | 0 | 0 | 0 | 0 | 0 | 0 | 0 | 0 | 70 | 0 | 0
OR | heavy or residual fuel oil | Summer Peak | 0 | 0 | 0 | 0 | 0 | 0 | 0 | 0 | 0 | 0 | 0 | 0 | 0 | 0 | 0 | 0 | 0 | 0 | 0 | 0 | 0 | 0 | 0 | 0 | 0 | 5 | 0 | 0
OR | heavy or residual fuel oil | Winter Peak | 0 | 0 | 0 | 0 | 0 | 0 | 0 | 0 | 0 | 0 | 0 | 0 | 0 | 0 | 0 | 0 | 0 | 0 | 0 | 0 | 0 | 0 | 0 | 0 | 0 | 10 | 0 | 0
OR | hydro | Winter | 0.40486 | 0.39384 | 0.39257 | 0.3901 | 0.39638 | 0.3745 | 0.33695 | 0.32004 | 0.33151 | 0.33537 | 0.34159 | 0.34096 | 0.34167 | 0.33866 | 0.34704 | 0.36978 | 0.42225 | 0.4561 | 0.45732 | 0.4571 | 0.4534 | 0.44272 | 0.4264 | 0.40411 | 9.2752 | 120 | 1113.0285 | 0.45732
OR | hydro | Spring | 0.38256 | 0.37497 | 0.37445 | 0.37262 | 0.37786 | 0.35185 | 0.30495 | 0.28529 | 0.29546 | 0.30038 | 0.30259 | 0.29756 | 0.29769 | 0.29053 | 0.29626 | 0.33892 | 0.38727 | 0.43552 | 0.44215 | 0.44398 | 0.43921 | 0.42672 | 0.41532 | 0.38799 | 8.6221 | 70 | 603.5467 | 0.44398
OR | hydro | Summer | 0.39162 | 0.38292 | 0.37567 | 0.38219 | 0.39438 | 0.38165 | 0.35942 | 0.3271 | 0.33282 | 0.33551 | 0.33874 | 0.3364 | 0.34249 | 0.34217 | 0.34968 | 0.3852 | 0.43262 | 0.45183 | 0.45264 | 0.45139 | 0.4427 | 0.43443 | 0.42389 | 0.40554 | 9.253 | 90 | 832.7698 | 0.45264
OR | hydro | Fall | 0.39415 | 0.3894 | 0.38425 | 0.38487 | 0.39882 | 0.40942 | 0.39172 | 0.34964 | 0.34347 | 0.34963 | 0.34956 | 0.35127 | 0.34772 | 0.35027 | 0.35383 | 0.39886 | 0.44839 | 0.46124 | 0.46206 | 0.46536 | 0.45392 | 0.44906 | 0.43835 | 0.41658 | 9.5419 | 70 | 667.93 | 0.46536
OR | hydro | Summer Peak | 0.31085 | 0.33849 | 0.31899 | 0.34607 | 0.32195 | 0.29382 | 0.23881 | 0.23881 | 0.28367 | 0.29382 | 0.29382 | 0.29382 | 0.29382 | 0.3103 | 0.29408 | 0.31897 | 0.37426 | 0.404 | 0.41958 | 0.41958 | 0.41958 | 0.41778 | 0.38763 | 0.36865 | 8.0012 | 5 | 40.0058 | 0.41958
OR | hydro | Winter Peak | 0.41883 | 0.41274 | 0.40511 | 0.40523 | 0.44796 | 0.4651 | 0.46948 | 0.42466 | 0.38751 | 0.38413 | 0.37628 | 0.36515 | 0.3692 | 0.37444 | 0.38564 | 0.45138 | 0.47998 | 0.48393 | 0.4863 | 0.48531 | 0.48537 | 0.48402 | 0.47794 | 0.46745 | 10.3931 | 10 | 103.9313 | 0.4863
OR | hydrogen combined cycle | Winter | 1 | 1 | 1 | 1 | 1 | 1 | 1 | 1 | 1 | 1 | 1 | 1 | 1 | 1 | 1 | 1 | 1 | 1 | 1 | 1 | 1 | 1 | 1 | 1 | 24 | 120 | 2880 | 1
OR | hydrogen combined cycle | Spring | 0.19897 | 0.20004 | 0.20224 | 0.19897 | 0.19897 | 0.19755 | 0.183 | 0.16527 | 0.1605 | 0.15852 | 0.15756 | 0.15598 | 0.15563 | 0.15516 | 0.15563 | 0.16837 | 0.19899 | 0.22169 | 0.23205 | 0.23503 | 0.23004 | 0.21413 | 0.20143 | 0.19987 | 4.5456 | 70 | 318.1908 | 0.23503
OR | hydrogen combined cycle | Summer | 0.45744 | 0.45566 | 0.45259 | 0.45416 | 0.45619 | 0.42221 | 0.41078 | 0.41179 | 0.41508 | 0.41814 | 0.42217 | 0.42629 | 0.42952 | 0.43054 | 0.43529 | 0.44702 | 0.47626 | 0.5323 | 0.60382 | 0.58416 | 0.56186 | 0.53658 | 0.47216 | 0.46299 | 11.175 | 90 | 1005.7515 | 0.60382
OR | hydrogen combined cycle | Fall | 0.63248 | 0.59357 | 0.56976 | 0.58081 | 0.61514 | 0.5948 | 0.42993 | 0.39865 | 0.39707 | 0.40737 | 0.41172 | 0.41686 | 0.42896 | 0.42856 | 0.46425 | 0.65831 | 0.71429 | 0.73417 | 0.71206 | 0.71535 | 0.69616 | 0.68467 | 0.68407 | 0.67408 | 13.6431 | 70 | 955.0146 | 0.73417
OR | hydrogen combined cycle | Summer Peak | 0.57761 | 0.57761 | 0.57761 | 0.57761 | 0.57761 | 0.4788 | 0.4788 | 0.4788 | 0.4788 | 0.4788 | 0.4788 | 0.57761 | 0.57761 | 0.57761 | 0.57761 | 0.57761 | 0.57761 | 0.77483 | 0.78041 | 0.77483 | 0.67607 | 0.3902 | 0.3902 | 0.3902 | 13.4033 | 5 | 67.0164 | 0.78041
OR | hydrogen combined cycle | Winter Peak | 1 | 1 | 1 | 1 | 1 | 1 | 1 | 1 | 1 | 1 | 1 | 1 | 1 | 1 | 1 | 1 | 1 | 1 | 1 | 1 | 1 | 1 | 1 | 1 | 24 | 10 | 240 | 1
OR | hydrogen ct | Winter | 0.17441 | 0.17441 | 0.17441 | 0.17441 | 0.17441 | 0.17441 | 0.17441 | 0.17441 | 0.17441 | 0.17441 | 0.17441 | 0.17441 | 0.17441 | 0.17441 | 0.17441 | 0.17441 | 0.17441 | 0.17441 | 0.17441 | 0.17441 | 0.17441 | 0.17441 | 0.17441 | 0.17441 | 4.1859 | 120 | 502.3037 | 0.17441
OR | hydrogen ct | Spring | 0.17441 | 0.17441 | 0.17441 | 0.17441 | 0.17441 | 0.17441 | 0.17441 | 0.17441 | 0.17441 | 0.17441 | 0.17441 | 0.17441 | 0.17441 | 0.17441 | 0.17441 | 0.17441 | 0.17441 | 0.17441 | 0.17441 | 0.17441 | 0.17441 | 0.17441 | 0.17441 | 0.17441 | 4.1859 | 70 | 293.0105 | 0.17441
OR | hydrogen ct | Summer | 1 | 1 | 1 | 1 | 1 | 1 | 1 | 1 | 1 | 1 | 1 | 1 | 1 | 1 | 1 | 1 | 1 | 1 | 1 | 1 | 1 | 0.17441 | 0.17441 | 0.17441 | 21.5232 | 90 | 1937.091 | 1
OR | hydrogen ct | Fall | 0.17441 | 0.17441 | 0.17441 | 0.17441 | 0.17441 | 0.17441 | 0.17441 | 0.17441 | 0.17441 | 0.17441 | 0.17441 | 0.17441 | 0.17441 | 0.17441 | 0.17441 | 0.17441 | 1 | 1 | 1 | 1 | 1 | 1 | 1 | 1 | 10.7906 | 70 | 755.3403 | 1
OR | hydrogen ct | Summer Peak | 0.17441 | 0.17441 | 0.17441 | 0.17441 | 0.17441 | 0.17441 | 0.17441 | 0.17441 | 0.17441 | 0.17441 | 0.17441 | 0.17441 | 0.17441 | 0.17441 | 0.17441 | 0.17441 | 0.17441 | 0.17441 | 0.17441 | 0.17441 | 0.17441 | 0.17441 | 0.17441 | 0.17441 | 4.1859 | 5 | 20.9293 | 0.17441
OR | hydrogen ct | Winter Peak | 1 | 1 | 1 | 1 | 1 | 1 | 1 | 1 | 1 | 1 | 1 | 1 | 1 | 1 | 1 | 1 | 1 | 1 | 1 | 1 | 1 | 1 | 1 | 1 | 24 | 10 | 240 | 1
OR | lignite ccs | Winter | 0.8 | 0.8 | 0.8 | 0.8 | 0.8 | 0.8 | 0.8 | 0.8 | 0.8 | 0.8 | 0.8 | 0.8 | 0.8 | 0.8 | 0.8 | 0.8 | 0.8 | 0.8 | 0.8 | 0.8 | 0.8 | 0.8 | 0.8 | 0.8 | 19.2 | 120 | 2304 | 0.8
OR | lignite ccs | Spring | 0.8 | 0.8 | 0.8 | 0.8 | 0.8 | 0.8 | 0.8 | 0.8 | 0.8 | 0.8 | 0.8 | 0.8 | 0.8 | 0.8 | 0.8 | 0.8 | 0.8 | 0.8 | 0.8 | 0.8 | 0.8 | 0.8 | 0.8 | 0.8 | 19.2 | 70 | 1344 | 0.8
OR | lignite ccs | Summer | 0.8 | 0.8 | 0.8 | 0.8 | 0.8 | 0.8 | 0.8 | 0.8 | 0.8 | 0.8 | 0.8 | 0.8 | 0.8 | 0.8 | 0.8 | 0.8 | 0.8 | 0.8 | 0.8 | 0.8 | 0.8 | 0.8 | 0.8 | 0.8 | 19.2 | 90 | 1728 | 0.8
OR | lignite ccs | Fall | 0.8 | 0.8 | 0.8 | 0.8 | 0.8 | 0.8 | 0.8 | 0.8 | 0.8 | 0.8 | 0.8 | 0.8 | 0.8 | 0.8 | 0.8 | 0.8 | 0.8 | 0.8 | 0.8 | 0.8 | 0.8 | 0.8 | 0.8 | 0.8 | 19.2 | 70 | 1344 | 0.8
OR | lignite ccs | Summer Peak | 0.8 | 0.8 | 0.8 | 0.8 | 0.8 | 0.8 | 0.8 | 0.8 | 0.8 | 0.8 | 0.8 | 0.8 | 0.8 | 0.8 | 0.8 | 0.8 | 0.8 | 0.8 | 0.8 | 0.8 | 0.8 | 0.8 | 0.8 | 0.8 | 19.2 | 5 | 96 | 0.8
OR | lignite ccs | Winter Peak | 0.8 | 0.8 | 0.8 | 0.8 | 0.8 | 0.8 | 0.8 | 0.8 | 0.8 | 0.8 | 0.8 | 0.8 | 0.8 | 0.8 | 0.8 | 0.8 | 0.8 | 0.8 | 0.8 | 0.8 | 0.8 | 0.8 | 0.8 | 0.8 | 19.2 | 10 | 192 | 0.8
OR | lignite | Winter | 0.638 | 0.638 | 0.638 | 0.638 | 0.638 | 0.638 | 0.638 | 0.638 | 0.638 | 0.638 | 0.638 | 0.638 | 0.638 | 0.638 | 0.638 | 0.638 | 0.638 | 0.638 | 0.638 | 0.638 | 0.638 | 0.638 | 0.638 | 0.638 | 15.312 | 120 | 1837.44 | 0.638
OR | lignite | Spring | 0.638 | 0.638 | 0.638 | 0.638 | 0.638 | 0.638 | 0.638 | 0.638 | 0.638 | 0.638 | 0.638 | 0.638 | 0.638 | 0.638 | 0.638 | 0.638 | 0.638 | 0.638 | 0.638 | 0.638 | 0.638 | 0.638 | 0.638 | 0.638 | 15.312 | 70 | 1071.84 | 0.638
OR | lignite | Summer | 0.638 | 0.638 | 0.638 | 0.638 | 0.638 | 0.638 | 0.638 | 0.638 | 0.638 | 0.638 | 0.638 | 0.638 | 0.638 | 0.638 | 0.638 | 0.638 | 0.638 | 0.638 | 0.638 | 0.638 | 0.638 | 0.638 | 0.638 | 0.638 | 15.312 | 90 | 1378.08 | 0.638
OR | lignite | Fall | 0.638 | 0.638 | 0.638 | 0.638 | 0.638 | 0.638 | 0.638 | 0.638 | 0.638 | 0.638 | 0.638 | 0.638 | 0.638 | 0.638 | 0.638 | 0.638 | 0.638 | 0.638 | 0.638 | 0.638 | 0.638 | 0.638 | 0.638 | 0.638 | 15.312 | 70 | 1071.84 | 0.638
OR | lignite | Summer Peak | 0.638 | 0.638 | 0.638 | 0.638 | 0.638 | 0.638 | 0.638 | 0.638 | 0.638 | 0.638 | 0.638 | 0.638 | 0.638 | 0.638 | 0.638 | 0.638 | 0.638 | 0.638 | 0.638 | 0.638 | 0.638 | 0.638 | 0.638 | 0.638 | 15.312 | 5 | 76.56 | 0.638
OR | lignite | Winter Peak | 0.638 | 0.638 | 0.638 | 0.638 | 0.638 | 0.638 | 0.638 | 0.638 | 0.638 | 0.638 | 0.638 | 0.638 | 0.638 | 0.638 | 0.638 | 0.638 | 0.638 | 0.638 | 0.638 | 0.638 | 0.638 | 0.638 | 0.638 | 0.638 | 15.312 | 10 | 153.12 | 0.638
OR | municipal solid waste | Winter | 0.74521 | 0.74521 | 0.74521 | 0.74521 | 0.74521 | 0.74521 | 0.74521 | 0.73943 | 0.73822 | 0.73822 | 0.73822 | 0.73822 | 0.73822 | 0.73822 | 0.7385 | 0.7426 | 0.74521 | 0.74521 | 0.74535 | 0.74535 | 0.74535 | 0.74521 | 0.74521 | 0.74521 | 17.8284 | 120 | 2139.4061 | 0.74535
OR | municipal solid waste | Spring | 0.73664 | 0.73024 | 0.73024 | 0.73024 | 0.73024 | 0.72908 | 0.67607 | 0.65354 | 0.64445 | 0.64347 | 0.64347 | 0.64347 | 0.64365 | 0.65151 | 0.6649 | 0.70057 | 0.73255 | 0.73664 | 0.74304 | 0.74304 | 0.74304 | 0.74055 | 0.74055 | 0.74055 | 16.8717 | 70 | 1181.0202 | 0.74304
OR | municipal solid waste | Summer | 0.74347 | 0.74328 | 0.74328 | 0.74328 | 0.74328 | 0.73261 | 0.72757 | 0.72757 | 0.72757 | 0.72757 | 0.72757 | 0.72757 | 0.7331 | 0.73329 | 0.73692 | 0.74112 | 0.74328 | 0.74516 | 0.74535 | 0.74535 | 0.74535 | 0.74535 | 0.74535 | 0.74516 | 17.7194 | 90 | 1594.7464 | 0.74535
OR | municipal solid waste | Fall | 0.74535 | 0.74535 | 0.74535 | 0.74535 | 0.74535 | 0.74535 | 0.742 | 0.73732 | 0.73732 | 0.73732 | 0.73732 | 0.73732 | 0.73732 | 0.74014 | 0.74361 | 0.74535 | 0.74535 | 0.74535 | 0.74535 | 0.74535 | 0.74535 | 0.74535 | 0.74535 | 0.74535 | 17.8299 | 70 | 1248.0935 | 0.74535
OR | municipal solid waste | Summer Peak | 0.74535 | 0.74535 | 0.74535 | 0.74535 | 0.74535 | 0.74535 | 0.74535 | 0.74535 | 0.74535 | 0.74535 | 0.74535 | 0.74535 | 0.74535 | 0.74535 | 0.74535 | 0.74535 | 0.74535 | 0.74535 | 0.74535 | 0.74535 | 0.74535 | 0.74535 | 0.74535 | 0.74535 | 17.8884 | 5 | 89.4419 | 0.74535
OR | municipal solid waste | Winter Peak | 0.74535 | 0.74535 | 0.74535 | 0.74535 | 0.74535 | 0.74535 | 0.74535 | 0.74535 | 0.74535 | 0.74535 | 0.74535 | 0.74535 | 0.74535 | 0.74535 | 0.74535 | 0.74535 | 0.74535 | 0.74535 | 0.74535 | 0.74535 | 0.74535 | 0.74535 | 0.74535 | 0.74535 | 17.8884 | 10 | 178.8839 | 0.74535
OR | natural gas peaker | Winter | 0.17441 | 0.17441 | 0.17441 | 0.17441 | 0.17441 | 0.17441 | 0.17441 | 0.17441 | 0.17441 | 0.17441 | 0.17441 | 0.17441 | 0.17441 | 0.17441 | 0.17441 | 0.17441 | 0.17441 | 0.17441 | 0.17441 | 0.17441 | 0.17441 | 0.17441 | 0.17441 | 0.17441 | 4.1859 | 120 | 502.3037 | 0.17441
OR | natural gas peaker | Spring | 0.17441 | 0.17441 | 0.17441 | 0.17441 | 0.17441 | 0.17441 | 0.17441 | 0.17441 | 0.17441 | 0.17441 | 0.17441 | 0.17441 | 0.17441 | 0.17441 | 0.17441 | 0.17441 | 0.17441 | 0.17441 | 0.17441 | 0.17441 | 0.17441 | 0.17441 | 0.17441 | 0.17441 | 4.1859 | 70 | 293.0105 | 0.17441
OR | natural gas peaker | Summer | 1 | 1 | 1 | 1 | 1 | 1 | 1 | 1 | 1 | 1 | 1 | 1 | 1 | 1 | 1 | 1 | 1 | 1 | 1 | 1 | 1 | 0.17441 | 0.17441 | 0.17441 | 21.5232 | 90 | 1937.091 | 1
OR | natural gas peaker | Fall | 0.17441 | 0.17441 | 0.17441 | 0.17441 | 0.17441 | 0.17441 | 0.17441 | 0.17441 | 0.17441 | 0.17441 | 0.17441 | 0.17441 | 0.17441 | 0.17441 | 0.17441 | 0.17441 | 1 | 1 | 1 | 1 | 1 | 1 | 1 | 1 | 10.7906 | 70 | 755.3403 | 1
OR | natural gas peaker | Summer Peak | 0.17441 | 0.17441 | 0.17441 | 0.17441 | 0.17441 | 0.17441 | 0.17441 | 0.17441 | 0.17441 | 0.17441 | 0.17441 | 0.17441 | 0.17441 | 0.17441 | 0.17441 | 0.17441 | 0.17441 | 0.17441 | 0.17441 | 0.17441 | 0.17441 | 0.17441 | 0.17441 | 0.17441 | 4.1859 | 5 | 20.9293 | 0.17441
OR | natural gas peaker | Winter Peak | 1 | 1 | 1 | 1 | 1 | 1 | 1 | 1 | 1 | 1 | 1 | 1 | 1 | 1 | 1 | 1 | 1 | 1 | 1 | 1 | 1 | 1 | 1 | 1 | 24 | 10 | 240 | 1
OR | nuclear | Winter | 0.909 | 0.909 | 0.909 | 0.909 | 0.909 | 0.909 | 0.909 | 0.909 | 0.909 | 0.909 | 0.909 | 0.909 | 0.909 | 0.909 | 0.909 | 0.909 | 0.909 | 0.909 | 0.909 | 0.909 | 0.909 | 0.909 | 0.909 | 0.909 | 21.816 | 120 | 2617.92 | 0.909
OR | nuclear | Spring | 0.909 | 0.909 | 0.909 | 0.909 | 0.909 | 0.909 | 0.909 | 0.909 | 0.909 | 0.909 | 0.909 | 0.909 | 0.909 | 0.909 | 0.909 | 0.909 | 0.909 | 0.909 | 0.909 | 0.909 | 0.909 | 0.909 | 0.909 | 0.909 | 21.816 | 70 | 1527.12 | 0.909
OR | nuclear | Summer | 0.909 | 0.909 | 0.909 | 0.909 | 0.909 | 0.909 | 0.909 | 0.909 | 0.909 | 0.909 | 0.909 | 0.909 | 0.909 | 0.909 | 0.909 | 0.909 | 0.909 | 0.909 | 0.909 | 0.909 | 0.909 | 0.909 | 0.909 | 0.909 | 21.816 | 90 | 1963.44 | 0.909
OR | nuclear | Fall | 0.909 | 0.909 | 0.909 | 0.909 | 0.909 | 0.909 | 0.909 | 0.909 | 0.909 | 0.909 | 0.909 | 0.909 | 0.909 | 0.909 | 0.909 | 0.909 | 0.909 | 0.909 | 0.909 | 0.909 | 0.909 | 0.909 | 0.909 | 0.909 | 21.816 | 70 | 1527.12 | 0.909
OR | nuclear | Summer Peak | 0.909 | 0.909 | 0.909 | 0.909 | 0.909 | 0.909 | 0.909 | 0.909 | 0.909 | 0.909 | 0.909 | 0.909 | 0.909 | 0.909 | 0.909 | 0.909 | 0.909 | 0.909 | 0.909 | 0.909 | 0.909 | 0.909 | 0.909 | 0.909 | 21.816 | 5 | 109.08 | 0.909
OR | nuclear | Winter Peak | 0.909 | 0.909 | 0.909 | 0.909 | 0.909 | 0.909 | 0.909 | 0.909 | 0.909 | 0.909 | 0.909 | 0.909 | 0.909 | 0.909 | 0.909 | 0.909 | 0.909 | 0.909 | 0.909 | 0.909 | 0.909 | 0.909 | 0.909 | 0.909 | 21.816 | 10 | 218.16 | 0.909
OR | offshore wind | Winter | 0.46504 | 0.45927 | 0.457 | 0.45212 | 0.44579 | 0.43952 | 0.43064 | 0.42156 | 0.40787 | 0.39797 | 0.39172 | 0.39327 | 0.40214 | 0.41668 | 0.43192 | 0.44844 | 0.46369 | 0.47475 | 0.48337 | 0.49335 | 0.49479 | 0.49515 | 0.49232 | 0.48692 | 10.7453 | 120 | 1289.4329 | 0.49515
OR | offshore wind | Spring | 0.4661 | 0.45965 | 0.45414 | 0.44545 | 0.44289 | 0.43947 | 0.43283 | 0.4196 | 0.40819 | 0.3991 | 0.39644 | 0.39863 | 0.40886 | 0.42453 | 0.44408 | 0.46478 | 0.48217 | 0.49339 | 0.50183 | 0.51135 | 0.52165 | 0.52631 | 0.52295 | 0.5166 | 10.981 | 70 | 768.6692 | 0.52631
OR | offshore wind | Summer | 0.51333 | 0.49922 | 0.48724 | 0.47286 | 0.4653 | 0.45585 | 0.44694 | 0.43494 | 0.42411 | 0.41241 | 0.40452 | 0.403 | 0.41126 | 0.42382 | 0.4369 | 0.44917 | 0.46245 | 0.47218 | 0.47999 | 0.48527 | 0.48372 | 0.48108 | 0.47466 | 0.46789 | 10.9481 | 90 | 985.3278 | 0.51333
OR | offshore wind | Fall | 0.49494 | 0.48903 | 0.48197 | 0.47945 | 0.47912 | 0.47729 | 0.4708 | 0.46292 | 0.45331 | 0.43863 | 0.43034 | 0.422 | 0.42524 | 0.43232 | 0.44251 | 0.45822 | 0.47884 | 0.49579 | 0.50895 | 0.51644 | 0.5208 | 0.51663 | 0.51631 | 0.51399 | 11.4058 | 70 | 798.4078 | 0.5208
OR | offshore wind | Summer Peak | 0.63827 | 0.63201 | 0.61165 | 0.58227 | 0.55547 | 0.52267 | 0.48602 | 0.43655 | 0.4011 | 0.37722 | 0.36137 | 0.36295 | 0.36737 | 0.37978 | 0.3929 | 0.41168 | 0.41852 | 0.4359 | 0.45575 | 0.44912 | 0.456 | 0.47313 | 0.49344 | 0.49019 | 11.1913 | 5 | 55.9566 | 0.63827
OR | offshore wind | Winter Peak | 0.49236 | 0.48921 | 0.48383 | 0.48161 | 0.48334 | 0.48626 | 0.488 | 0.4955 | 0.49702 | 0.48467 | 0.47138 | 0.46069 | 0.46422 | 0.47323 | 0.48162 | 0.49297 | 0.50545 | 0.50453 | 0.50112 | 0.49971 | 0.49073 | 0.47529 | 0.46117 | 0.43985 | 11.6038 | 10 | 116.0378 | 0.50545
OR | onshore wind | Winter | 0.27961 | 0.27348 | 0.26732 | 0.26358 | 0.25797 | 0.24419 | 0.22589 | 0.21433 | 0.2149 | 0.21939 | 0.22895 | 0.24015 | 0.25544 | 0.27491 | 0.29416 | 0.31458 | 0.32772 | 0.34028 | 0.3512 | 0.35389 | 0.34402 | 0.33041 | 0.31786 | 0.30748 | 6.7417 | 120 | 809.007 | 0.35389
OR | onshore wind | Spring | 0.38611 | 0.38693 | 0.3928 | 0.39601 | 0.39682 | 0.38221 | 0.36286 | 0.35063 | 0.34236 | 0.34244 | 0.34761 | 0.35568 | 0.36889 | 0.38456 | 0.4025 | 0.41802 | 0.42679 | 0.43521 | 0.43689 | 0.43416 | 0.42689 | 0.41246 | 0.39713 | 0.37787 | 9.3638 | 70 | 655.4679 | 0.43689
OR | onshore wind | Summer | 0.16327 | 0.14942 | 0.13911 | 0.13072 | 0.12477 | 0.12044 | 0.11368 | 0.11125 | 0.11097 | 0.11012 | 0.11234 | 0.11694 | 0.12389 | 0.13489 | 0.14989 | 0.16818 | 0.18994 | 0.20698 | 0.22258 | 0.22858 | 0.22312 | 0.22218 | 0.21832 | 0.2152 | 3.8068 | 90 | 342.6103 | 0.22858
OR | onshore wind | Fall | 0.31474 | 0.31095 | 0.30922 | 0.30732 | 0.30321 | 0.29425 | 0.28496 | 0.27547 | 0.2507 | 0.22473 | 0.21378 | 0.20929 | 0.20671 | 0.2079 | 0.20294 | 0.21459 | 0.2348 | 0.24374 | 0.2507 | 0.25478 | 0.25657 | 0.25564 | 0.25228 | 0.25255 | 6.1318 | 70 | 429.2252 | 0.31474
OR | onshore wind | Summer Peak | 0.14948 | 0.12344 | 0.10108 | 0.086673 | 0.07459 | 0.059372 | 0.038555 | 0.031429 | 0.028794 | 0.033093 | 0.040939 | 0.047196 | 0.04695 | 0.051323 | 0.059372 | 0.079191 | 0.078467 | 0.09441 | 0.089852 | 0.10494 | 0.12337 | 0.11482 | 0.13263 | 0.13069 | 1.9207 | 5 | 9.6033 | 0.14948
OR | onshore wind | Winter Peak | 0.19325 | 0.18433 | 0.16997 | 0.15476 | 0.14248 | 0.13002 | 0.11234 | 0.10543 | 0.089749 | 0.075565 | 0.060138 | 0.052377 | 0.049429 | 0.051683 | 0.056943 | 0.067769 | 0.084943 | 0.10281 | 0.11454 | 0.1261 | 0.13649 | 0.14873 | 0.15785 | 0.16293 | 2.7306 | 10 | 27.3063 | 0.19325
OR | petroleum | Winter | 0.17441 | 0.17441 | 0.17441 | 0.17441 | 0.17441 | 0.17441 | 0.17441 | 0.17441 | 0.17441 | 0.17441 | 0.17441 | 0.17441 | 0.17441 | 0.17441 | 0.17441 | 0.17441 | 0.17441 | 0.17441 | 0.17441 | 0.17441 | 0.17441 | 0.17441 | 0.17441 | 0.17441 | 4.1859 | 120 | 502.3037 | 0.17441
OR | petroleum | Spring | 0.17441 | 0.17441 | 0.17441 | 0.17441 | 0.17441 | 0.17441 | 0.17441 | 0.17441 | 0.17441 | 0.17441 | 0.17441 | 0.17441 | 0.17441 | 0.17441 | 0.17441 | 0.17441 | 0.17441 | 0.17441 | 0.17441 | 0.17441 | 0.17441 | 0.17441 | 0.17441 | 0.17441 | 4.1859 | 70 | 293.0105 | 0.17441
OR | petroleum | Summer | 1 | 1 | 1 | 1 | 1 | 1 | 1 | 1 | 1 | 1 | 1 | 1 | 1 | 1 | 1 | 1 | 1 | 1 | 1 | 1 | 1 | 0.17441 | 0.17441 | 0.17441 | 21.5232 | 90 | 1937.091 | 1
OR | petroleum | Fall | 0.17441 | 0.17441 | 0.17441 | 0.17441 | 0.17441 | 0.17441 | 0.17441 | 0.17441 | 0.17441 | 0.17441 | 0.17441 | 0.17441 | 0.17441 | 0.17441 | 0.17441 | 0.17441 | 1 | 1 | 1 | 1 | 1 | 1 | 1 | 1 | 10.7906 | 70 | 755.3403 | 1
OR | petroleum | Summer Peak | 0.17441 | 0.17441 | 0.17441 | 0.17441 | 0.17441 | 0.17441 | 0.17441 | 0.17441 | 0.17441 | 0.17441 | 0.17441 | 0.17441 | 0.17441 | 0.17441 | 0.17441 | 0.17441 | 0.17441 | 0.17441 | 0.17441 | 0.17441 | 0.17441 | 0.17441 | 0.17441 | 0.17441 | 4.1859 | 5 | 20.9293 | 0.17441
OR | petroleum | Winter Peak | 1 | 1 | 1 | 1 | 1 | 1 | 1 | 1 | 1 | 1 | 1 | 1 | 1 | 1 | 1 | 1 | 1 | 1 | 1 | 1 | 1 | 1 | 1 | 1 | 24 | 10 | 240 | 1
OR | pumped hydro | Winter | 0.050786 | 0.031782 | 0.011015 | 0.0036035 | 0.0015851 | 0.005556 | 0.040084 | 0.033931 | 0.015151 | 0.0089085 | 0.0017651 | 0.0025064 | 0.0017282 | 0.0011129 | 0.0006206 | 0.00067935 | 0.0057153 | 0.12696 | 0.27549 | 0.26941 | 0.19322 | 0.12361 | 0.087958 | 0.059443 | 1.3526 | 120 | 162.3146 | 0.27549
OR | pumped hydro | Spring | 0.13406 | 0.089046 | 0.043601 | 0.027674 | 0.022308 | 0.021574 | 0.03002 | 0.021769 | 0.01624 | 0.0019417 | 0.0019339 | 0.0016268 | 0.0017358 | 0.0033852 | 0.0067275 | 0.010701 | 0.041979 | 0.14699 | 0.34078 | 0.37694 | 0.3594 | 0.20445 | 0.15713 | 0.1425 | 2.2045 | 70 | 154.3156 | 0.37694
OR | pumped hydro | Summer | 0.088023 | 0.039339 | 0.016514 | 0.0093124 | 0.0054294 | 0.0038308 | 0.0031176 | 0.0012654 | 0.00015248 | 2.3472e-05 | 0.00083549 | 0.022595 | 0.10315 | 0.18902 | 0.2678 | 0.35551 | 0.45477 | 0.53128 | 0.58425 | 0.58312 | 0.54844 | 0.32976 | 0.16117 | 0.12689 | 4.4256 | 90 | 398.3041 | 0.58425
OR | pumped hydro | Fall | 0.087977 | 0.062359 | 0.024155 | 0.0062008 | 0.0025893 | 0.0017164 | 0.0023704 | 0.0063496 | 0.0078345 | 0.00033795 | 0.00071655 | 0.00089718 | 0.0046131 | 0.012083 | 0.021131 | 0.03584 | 0.098139 | 0.31041 | 0.39754 | 0.41951 | 0.24537 | 0.15513 | 0.1382 | 0.11573 | 2.1572 | 70 | 151.0042 | 0.41951
OR | pumped hydro | Summer Peak | 0.13154 | 0.040447 | 0 | 0 | 0 | 0 | 0 | 0 | 0 | 0.00043189 | 0.0018473 | 0.083516 | 0.34412 | 0.45311 | 0.54917 | 0.60615 | 0.63472 | 0.64234 | 0.639 | 0.63262 | 0.72697 | 0.67088 | 0.19429 | 0.14993 | 6.5011 | 5 | 32.5054 | 0.72697
OR | pumped hydro | Winter Peak | 0.0047638 | 0.0026573 | 0.0018473 | 0.0018473 | 0 | 0.094888 | 0.19155 | 0.14615 | 0.0043146 | 0.012964 | 0.003345 | 0.0052486 | 0.0036945 | 0 | 0 | 0 | 0.0048896 | 0.20752 | 0.3746 | 0.38504 | 0.33367 | 0.19894 | 0.069298 | 0.020111 | 2.0674 | 10 | 20.6735 | 0.38504
OR | smr | Winter | 0.9 | 0.9 | 0.9 | 0.9 | 0.9 | 0.9 | 0.9 | 0.9 | 0.9 | 0.9 | 0.9 | 0.9 | 0.9 | 0.9 | 0.9 | 0.9 | 0.9 | 0.9 | 0.9 | 0.9 | 0.9 | 0.9 | 0.9 | 0.9 | 21.6 | 120 | 2592 | 0.9
OR | smr | Spring | 0.9 | 0.9 | 0.9 | 0.9 | 0.9 | 0.9 | 0.9 | 0.9 | 0.9 | 0.9 | 0.9 | 0.9 | 0.9 | 0.9 | 0.9 | 0.9 | 0.9 | 0.9 | 0.9 | 0.9 | 0.9 | 0.9 | 0.9 | 0.9 | 21.6 | 70 | 1512 | 0.9
OR | smr | Summer | 0.9 | 0.9 | 0.9 | 0.9 | 0.9 | 0.9 | 0.9 | 0.9 | 0.9 | 0.9 | 0.9 | 0.9 | 0.9 | 0.9 | 0.9 | 0.9 | 0.9 | 0.9 | 0.9 | 0.9 | 0.9 | 0.9 | 0.9 | 0.9 | 21.6 | 90 | 1944 | 0.9
OR | smr | Fall | 0.9 | 0.9 | 0.9 | 0.9 | 0.9 | 0.9 | 0.9 | 0.9 | 0.9 | 0.9 | 0.9 | 0.9 | 0.9 | 0.9 | 0.9 | 0.9 | 0.9 | 0.9 | 0.9 | 0.9 | 0.9 | 0.9 | 0.9 | 0.9 | 21.6 | 70 | 1512 | 0.9
OR | smr | Summer Peak | 0.9 | 0.9 | 0.9 | 0.9 | 0.9 | 0.9 | 0.9 | 0.9 | 0.9 | 0.9 | 0.9 | 0.9 | 0.9 | 0.9 | 0.9 | 0.9 | 0.9 | 0.9 | 0.9 | 0.9 | 0.9 | 0.9 | 0.9 | 0.9 | 21.6 | 5 | 108 | 0.9
OR | smr | Winter Peak | 0.9 | 0.9 | 0.9 | 0.9 | 0.9 | 0.9 | 0.9 | 0.9 | 0.9 | 0.9 | 0.9 | 0.9 | 0.9 | 0.9 | 0.9 | 0.9 | 0.9 | 0.9 | 0.9 | 0.9 | 0.9 | 0.9 | 0.9 | 0.9 | 21.6 | 10 | 216 | 0.9
OR | solar pv dist | Winter | 0 | 0 | 0 | 0 | 0.0029841 | 0.012509 | 0.21391 | 0.28796 | 0.32895 | 0.34921 | 0.34012 | 0.33176 | 0.32748 | 0.46086 | 0.43488 | 0.35455 | 0.22494 | 0.13618 | 0.022318 | 9.8791e-05 | 0 | 0 | 0 | 0 | 3.8287 | 120 | 459.4467 | 0.46086
OR | solar pv dist | Spring | 0 | 0 | 0 | 0 | 0.0035963 | 0.013708 | 0.25318 | 0.34297 | 0.37626 | 0.37482 | 0.36598 | 0.36506 | 0.36314 | 0.49888 | 0.47363 | 0.39853 | 0.27531 | 0.1806 | 0.02644 | 0.00011955 | 0 | 0 | 0 | 0 | 4.3122 | 70 | 301.8553 | 0.49888
OR | solar pv dist | Summer | 0 | 0 | 0 | 0 | 0.0017356 | 0.0078181 | 0.16459 | 0.24092 | 0.28302 | 0.30341 | 0.29209 | 0.29141 | 0.28553 | 0.39929 | 0.37212 | 0.28279 | 0.1634 | 0.086351 | 0.009484 | 4.649e-05 | 0 | 0 | 0 | 0 | 3.184 | 90 | 286.5614 | 0.39929
OR | solar pv dist | Fall | 0 | 0 | 0 | 0 | 0.0003935 | 0.0020572 | 0.059658 | 0.1426 | 0.20543 | 0.23066 | 0.22315 | 0.21165 | 0.21149 | 0.32835 | 0.26355 | 0.13695 | 0.045886 | 0.023715 | 0.0028591 | 9.9621e-06 | 0 | 0 | 0 | 0 | 2.0884 | 70 | 146.189 | 0.32835
OR | solar pv dist | Summer Peak | 0 | 0 | 0 | 0 | 0.0054393 | 0.027336 | 0.33222 | 0.35837 | 0.42197 | 0.3802 | 0.35307 | 0.34819 | 0.35223 | 0.5355 | 0.47957 | 0.43584 | 0.36841 | 0.22817 | 0.034658 | 0.00034868 | 0 | 0 | 0 | 0 | 4.6615 | 5 | 23.3075 | 0.5355
OR | solar pv dist | Winter Peak | 0 | 0 | 0 | 0 | 0 | 0 | 0.0031381 | 0.067643 | 0.16552 | 0.22978 | 0.21245 | 0.20063 | 0.21116 | 0.3857 | 0.32601 | 0.14202 | 0.016004 | 0.00031381 | 0 | 0 | 0 | 0 | 0 | 0 | 1.9604 | 10 | 19.6036 | 0.3857
OR | solar pv | Winter | 0 | 0 | 0 | 0 | 0.024462 | 0.15919 | 0.3605 | 0.5083 | 0.58388 | 0.5965 | 0.59055 | 0.57538 | 0.57378 | 0.57415 | 0.55956 | 0.48378 | 0.33674 | 0.1597 | 0.031004 | 0.00013508 | 0 | 0 | 0 | 0 | 6.1176 | 120 | 734.1125 | 0.5965
OR | solar pv | Spring | 0 | 0 | 0 | 0 | 0.029775 | 0.18669 | 0.42305 | 0.58926 | 0.64909 | 0.65942 | 0.6524 | 0.63457 | 0.63175 | 0.62787 | 0.61103 | 0.54309 | 0.38838 | 0.1843 | 0.036109 | 0.00016444 | 0 | 0 | 0 | 0 | 6.8469 | 70 | 479.2864 | 0.65942
OR | solar pv | Summer | 0 | 0 | 0 | 0 | 0.012248 | 0.1024 | 0.26973 | 0.41575 | 0.50334 | 0.53744 | 0.52956 | 0.5131 | 0.50503 | 0.50043 | 0.47144 | 0.37137 | 0.22423 | 0.084835 | 0.011803 | 6.2645e-05 | 0 | 0 | 0 | 0 | 5.0528 | 90 | 454.7496 | 0.53744
OR | solar pv | Fall | 0 | 0 | 0 | 0 | 0.0025807 | 0.02585 | 0.093265 | 0.23822 | 0.38671 | 0.4119 | 0.40655 | 0.37943 | 0.37818 | 0.38502 | 0.34494 | 0.195 | 0.063365 | 0.020314 | 0.0039321 | 1.678e-05 | 0 | 0 | 0 | 0 | 3.3353 | 70 | 233.4694 | 0.4119
OR | solar pv | Summer Peak | 0 | 0 | 0 | 0 | 0.029459 | 0.31482 | 0.57121 | 0.7194 | 0.76541 | 0.73067 | 0.67992 | 0.62529 | 0.60861 | 0.57292 | 0.5454 | 0.50604 | 0.46296 | 0.27868 | 0.050476 | 0.00043851 | 0 | 0 | 0 | 0 | 7.4617 | 5 | 37.3085 | 0.76541
OR | solar pv | Winter Peak | 0 | 0 | 0 | 0 | 0 | 0 | 0.00078306 | 0.089825 | 0.28506 | 0.36168 | 0.3561 | 0.33062 | 0.35039 | 0.39807 | 0.38538 | 0.19209 | 0.019334 | 3.9153e-05 | 0 | 0 | 0 | 0 | 0 | 0 | 2.7694 | 10 | 27.6937 | 0.39807
OR | solar thermal | Winter | 0 | 0 | 0 | 0 | 0 | 0 | 0 | 0 | 0 | 0.08597 | 0.37963 | 0.49887 | 0.49723 | 0.48344 | 0.47116 | 0.48279 | 0.49202 | 0.44649 | 0.21282 | 0.015243 | 0 | 0 | 0 | 0 | 4.0657 | 120 | 487.8799 | 0.49887
OR | solar thermal | Spring | 0 | 0 | 0 | 0 | 0 | 0 | 0 | 0.0076376 | 0.18687 | 0.48014 | 0.63047 | 0.67382 | 0.67706 | 0.67418 | 0.66674 | 0.6665 | 0.66683 | 0.64842 | 0.56803 | 0.30656 | 0.039289 | 0 | 0 | 0 | 6.8926 | 70 | 482.4794 | 0.67706
OR | solar thermal | Summer | 0 | 0 | 0 | 0 | 0 | 0 | 0 | 0.024165 | 0.27576 | 0.51489 | 0.59949 | 0.63012 | 0.63917 | 0.63842 | 0.63267 | 0.62353 | 0.61338 | 0.59439 | 0.54207 | 0.40006 | 0.11962 | 2.6056e-06 | 0 | 0 | 6.8477 | 90 | 616.2951 | 0.63917
OR | solar thermal | Fall | 0 | 0 | 0 | 0 | 0 | 0 | 0 | 0 | 0.054994 | 0.36422 | 0.55217 | 0.58569 | 0.57826 | 0.56812 | 0.56341 | 0.56827 | 0.56955 | 0.52878 | 0.35579 | 0.077412 | 3.2207e-05 | 0 | 0 | 0 | 5.3667 | 70 | 375.6686 | 0.58569
OR | solar thermal | Summer Peak | 0 | 0 | 0 | 0 | 0 | 0 | 0 | 0.027732 | 0.38084 | 0.62249 | 0.69231 | 0.71807 | 0.7248 | 0.72465 | 0.72329 | 0.72571 | 0.72389 | 0.71218 | 0.67311 | 0.55977 | 0.22117 | 0 | 0 | 0 | 8.23 | 5 | 41.1501 | 0.72571
OR | solar thermal | Winter Peak | 0 | 0 | 0 | 0 | 0 | 0 | 0 | 0 | 0 | 0.0026447 | 0.27588 | 0.35613 | 0.39021 | 0.41121 | 0.42512 | 0.48557 | 0.52766 | 0.49305 | 0.19344 | 0 | 0 | 0 | 0 | 0 | 3.5609 | 10 | 35.609 | 0.52766
OR | natural gas steam turbine | Winter | 0.058933 | 0.053501 | 0.053199 | 0.053094 | 0.053094 | 0.053223 | 0.055594 | 0.064731 | 0.061169 | 0.053823 | 0.054247 | 0.054599 | 0.055254 | 0.055587 | 0.056797 | 0.062565 | 0.077214 | 0.13551 | 0.1852 | 0.168 | 0.12696 | 0.10092 | 0.087122 | 0.073204 | 1.8535 | 120 | 222.4249 | 0.1852
OR | natural gas steam turbine | Spring | 0.081824 | 0.07532 | 0.072471 | 0.071474 | 0.071034 | 0.069951 | 0.067917 | 0.068059 | 0.068083 | 0.068361 | 0.069297 | 0.070496 | 0.07323 | 0.079961 | 0.087322 | 0.10061 | 0.11799 | 0.16577 | 0.25507 | 0.33998 | 0.29368 | 0.20456 | 0.13192 | 0.09933 | 2.8037 | 70 | 196.2595 | 0.33998
OR | natural gas steam turbine | Summer | 0.32161 | 0.30517 | 0.29671 | 0.29251 | 0.28775 | 0.28295 | 0.28261 | 0.28303 | 0.28421 | 0.29157 | 0.31239 | 0.35874 | 0.40161 | 0.44755 | 0.49869 | 0.54974 | 0.63565 | 0.76094 | 0.87063 | 0.88558 | 0.76001 | 0.58078 | 0.41302 | 0.34849 | 10.7519 | 90 | 967.6736 | 0.88558
OR | natural gas steam turbine | Fall | 0.069926 | 0.063592 | 0.060446 | 0.059112 | 0.05881 | 0.058182 | 0.054928 | 0.055111 | 0.054903 | 0.055137 | 0.055642 | 0.057316 | 0.060558 | 0.066985 | 0.074344 | 0.093642 | 0.14194 | 0.19759 | 0.31062 | 0.29931 | 0.19892 | 0.12304 | 0.095777 | 0.078487 | 2.4443 | 70 | 171.1023 | 0.31062
OR | natural gas steam turbine | Summer Peak | 0.49843 | 0.47705 | 0.4617 | 0.45242 | 0.44355 | 0.44355 | 0.44355 | 0.44355 | 0.44355 | 0.44818 | 0.49106 | 0.75907 | 0.87262 | 0.97681 | 1 | 1 | 1 | 1 | 1 | 1 | 1 | 1 | 0.76675 | 0.5347 | 16.9565 | 5 | 84.7827 | 1
OR | natural gas steam turbine | Winter Peak | 0.06686 | 0.06686 | 0.06686 | 0.06686 | 0.06686 | 0.06686 | 0.06686 | 0.06686 | 0.06686 | 0.06686 | 0.06686 | 0.06686 | 0.06686 | 0.06686 | 0.06686 | 0.086774 | 0.10247 | 0.49186 | 0.60999 | 0.61005 | 0.55721 | 0.17521 | 0.12899 | 0.11004 | 3.8755 | 10 | 38.755 | 0.61005
PA | biomass ccs | Winter | 0.8 | 0.8 | 0.8 | 0.8 | 0.8 | 0.8 | 0.8 | 0.8 | 0.8 | 0.8 | 0.8 | 0.8 | 0.8 | 0.8 | 0.8 | 0.8 | 0.8 | 0.8 | 0.8 | 0.8 | 0.8 | 0.8 | 0.8 | 0.8 | 19.2 | 51 | 979.2 | 0.8
PA | biomass ccs | Spring | 0.8 | 0.8 | 0.8 | 0.8 | 0.8 | 0.8 | 0.8 | 0.8 | 0.8 | 0.8 | 0.8 | 0.8 | 0.8 | 0.8 | 0.8 | 0.8 | 0.8 | 0.8 | 0.8 | 0.8 | 0.8 | 0.8 | 0.8 | 0.8 | 19.2 | 119 | 2284.8 | 0.8
PA | biomass ccs | Summer | 0.8 | 0.8 | 0.8 | 0.8 | 0.8 | 0.8 | 0.8 | 0.8 | 0.8 | 0.8 | 0.8 | 0.8 | 0.8 | 0.8 | 0.8 | 0.8 | 0.8 | 0.8 | 0.8 | 0.8 | 0.8 | 0.8 | 0.8 | 0.8 | 19.2 | 93 | 1785.6 | 0.8
PA | biomass ccs | Fall | 0.8 | 0.8 | 0.8 | 0.8 | 0.8 | 0.8 | 0.8 | 0.8 | 0.8 | 0.8 | 0.8 | 0.8 | 0.8 | 0.8 | 0.8 | 0.8 | 0.8 | 0.8 | 0.8 | 0.8 | 0.8 | 0.8 | 0.8 | 0.8 | 19.2 | 88 | 1689.6 | 0.8
PA | biomass ccs | Summer Peak | 0.8 | 0.8 | 0.8 | 0.8 | 0.8 | 0.8 | 0.8 | 0.8 | 0.8 | 0.8 | 0.8 | 0.8 | 0.8 | 0.8 | 0.8 | 0.8 | 0.8 | 0.8 | 0.8 | 0.8 | 0.8 | 0.8 | 0.8 | 0.8 | 19.2 | 6 | 115.2 | 0.8
PA | biomass ccs | Winter Peak | 0.8 | 0.8 | 0.8 | 0.8 | 0.8 | 0.8 | 0.8 | 0.8 | 0.8 | 0.8 | 0.8 | 0.8 | 0.8 | 0.8 | 0.8 | 0.8 | 0.8 | 0.8 | 0.8 | 0.8 | 0.8 | 0.8 | 0.8 | 0.8 | 19.2 | 8 | 153.6 | 0.8
PA | biomass | Winter | 0.48165 | 0.48165 | 0.48165 | 0.48165 | 0.48165 | 0.48165 | 0.48209 | 0.48165 | 0.48076 | 0.48076 | 0.48076 | 0.48076 | 0.48076 | 0.48032 | 0.48032 | 0.48385 | 0.49445 | 0.49621 | 0.49621 | 0.49666 | 0.49666 | 0.49666 | 0.49312 | 0.48253 | 11.6544 | 51 | 594.3759 | 0.49666
PA | biomass | Spring | 0.48032 | 0.48032 | 0.48032 | 0.48032 | 0.48032 | 0.48032 | 0.48032 | 0.48032 | 0.48032 | 0.48032 | 0.48089 | 0.48108 | 0.48127 | 0.48165 | 0.48297 | 0.48884 | 0.49584 | 0.49697 | 0.49697 | 0.49697 | 0.49697 | 0.49546 | 0.48921 | 0.48146 | 11.6498 | 119 | 1386.3216 | 0.49697
PA | biomass | Summer | 0.48081 | 0.48081 | 0.48081 | 0.48081 | 0.48081 | 0.48081 | 0.48081 | 0.48032 | 0.48032 | 0.48032 | 0.48105 | 0.48298 | 0.48589 | 0.48734 | 0.48976 | 0.49436 | 0.49993 | 0.50066 | 0.50066 | 0.50066 | 0.50066 | 0.49848 | 0.48904 | 0.48105 | 11.6991 | 93 | 1088.0192 | 0.50066
PA | biomass | Fall | 0.48032 | 0.48032 | 0.48032 | 0.48032 | 0.48032 | 0.48032 | 0.48109 | 0.48109 | 0.48109 | 0.48109 | 0.4816 | 0.48237 | 0.48314 | 0.48339 | 0.48467 | 0.49081 | 0.49593 | 0.49772 | 0.49772 | 0.49772 | 0.49772 | 0.49542 | 0.48825 | 0.48237 | 11.6651 | 88 | 1026.5305 | 0.49772
PA | biomass | Summer Peak | 0.48032 | 0.48032 | 0.48032 | 0.48032 | 0.48032 | 0.48032 | 0.48032 | 0.48032 | 0.48032 | 0.48407 | 0.48783 | 0.49533 | 0.49533 | 0.49908 | 0.49908 | 0.50284 | 0.50284 | 0.50284 | 0.50284 | 0.50284 | 0.50284 | 0.50284 | 0.49533 | 0.48032 | 11.7791 | 6 | 70.6749 | 0.50284
PA | biomass | Winter Peak | 0.48314 | 0.48314 | 0.48314 | 0.48314 | 0.48314 | 0.48314 | 0.48314 | 0.48314 | 0.48032 | 0.48032 | 0.48032 | 0.48032 | 0.48032 | 0.48032 | 0.48032 | 0.48314 | 0.49158 | 0.49439 | 0.49439 | 0.49439 | 0.49439 | 0.49439 | 0.49158 | 0.48314 | 11.6487 | 8 | 93.19 | 0.49439
PA | natural gas combined cycle ccs | Winter | 0.8 | 0.8 | 0.8 | 0.8 | 0.8 | 0.8 | 0.8 | 0.8 | 0.8 | 0.8 | 0.8 | 0.8 | 0.8 | 0.8 | 0.8 | 0.8 | 0.8 | 0.8 | 0.8 | 0.8 | 0.8 | 0.8 | 0.8 | 0.8 | 19.2 | 51 | 979.2 | 0.8
PA | natural gas combined cycle ccs | Spring | 0.8 | 0.8 | 0.8 | 0.8 | 0.8 | 0.8 | 0.8 | 0.8 | 0.8 | 0.8 | 0.8 | 0.8 | 0.8 | 0.8 | 0.8 | 0.8 | 0.8 | 0.8 | 0.8 | 0.8 | 0.8 | 0.8 | 0.8 | 0.8 | 19.2 | 119 | 2284.8 | 0.8
PA | natural gas combined cycle ccs | Summer | 0.8 | 0.8 | 0.8 | 0.8 | 0.8 | 0.8 | 0.8 | 0.8 | 0.8 | 0.8 | 0.8 | 0.8 | 0.8 | 0.8 | 0.8 | 0.8 | 0.8 | 0.8 | 0.8 | 0.8 | 0.8 | 0.8 | 0.8 | 0.8 | 19.2 | 93 | 1785.6 | 0.8
PA | natural gas combined cycle ccs | Fall | 0.8 | 0.8 | 0.8 | 0.8 | 0.8 | 0.8 | 0.8 | 0.8 | 0.8 | 0.8 | 0.8 | 0.8 | 0.8 | 0.8 | 0.8 | 0.8 | 0.8 | 0.8 | 0.8 | 0.8 | 0.8 | 0.8 | 0.8 | 0.8 | 19.2 | 88 | 1689.6 | 0.8
PA | natural gas combined cycle ccs | Summer Peak | 0.8 | 0.8 | 0.8 | 0.8 | 0.8 | 0.8 | 0.8 | 0.8 | 0.8 | 0.8 | 0.8 | 0.8 | 0.8 | 0.8 | 0.8 | 0.8 | 0.8 | 0.8 | 0.8 | 0.8 | 0.8 | 0.8 | 0.8 | 0.8 | 19.2 | 6 | 115.2 | 0.8
PA | natural gas combined cycle ccs | Winter Peak | 0.8 | 0.8 | 0.8 | 0.8 | 0.8 | 0.8 | 0.8 | 0.8 | 0.8 | 0.8 | 0.8 | 0.8 | 0.8 | 0.8 | 0.8 | 0.8 | 0.8 | 0.8 | 0.8 | 0.8 | 0.8 | 0.8 | 0.8 | 0.8 | 19.2 | 8 | 153.6 | 0.8
PA | natural gas combined cycle | Winter | 0.84658 | 0.83885 | 0.83756 | 0.83842 | 0.84229 | 0.86104 | 0.8827 | 0.88085 | 0.8671 | 0.86036 | 0.86177 | 0.86207 | 0.86032 | 0.85507 | 0.85137 | 0.86112 | 0.88482 | 0.90628 | 0.90817 | 0.90731 | 0.90619 | 0.89931 | 0.87989 | 0.85804 | 20.8575 | 51 | 1063.7309 | 0.90817
PA | natural gas combined cycle | Spring | 0.61786 | 0.58492 | 0.57902 | 0.57849 | 0.5897 | 0.63289 | 0.64113 | 0.6423 | 0.65284 | 0.66993 | 0.69577 | 0.71693 | 0.72966 | 0.73877 | 0.74744 | 0.77118 | 0.81255 | 0.8377 | 0.84184 | 0.84391 | 0.84424 | 0.83182 | 0.78665 | 0.70523 | 17.0928 | 119 | 2034.0393 | 0.84424
PA | natural gas combined cycle | Summer | 0.75808 | 0.74061 | 0.72909 | 0.7228 | 0.72235 | 0.73313 | 0.72531 | 0.73819 | 0.76298 | 0.78827 | 0.81223 | 0.83518 | 0.84488 | 0.84864 | 0.85326 | 0.86428 | 0.88045 | 0.89107 | 0.89338 | 0.89362 | 0.89213 | 0.88571 | 0.86033 | 0.81481 | 19.4908 | 93 | 1812.6428 | 0.89362
PA | natural gas combined cycle | Fall | 0.67869 | 0.63464 | 0.62047 | 0.62082 | 0.62921 | 0.65634 | 0.64896 | 0.64588 | 0.65759 | 0.68851 | 0.71968 | 0.74035 | 0.75018 | 0.75119 | 0.75981 | 0.77509 | 0.80946 | 0.83297 | 0.83655 | 0.8372 | 0.83448 | 0.82599 | 0.79498 | 0.73827 | 17.4874 | 88 | 1538.8883 | 0.8372
PA | natural gas combined cycle | Summer Peak | 0.81489 | 0.78307 | 0.74858 | 0.74317 | 0.73597 | 0.74277 | 0.69907 | 0.74358 | 0.7998 | 0.84055 | 0.87003 | 0.87399 | 0.88863 | 0.89661 | 0.90069 | 0.90225 | 0.90712 | 0.90732 | 0.90732 | 0.90732 | 0.90712 | 0.90537 | 0.89432 | 0.85515 | 20.1747 | 6 | 121.0482 | 0.90732
PA | natural gas combined cycle | Winter Peak | 0.86851 | 0.86576 | 0.86576 | 0.86576 | 0.86811 | 0.87397 | 0.89195 | 0.89312 | 0.882 | 0.87976 | 0.87859 | 0.87767 | 0.87067 | 0.86267 | 0.86267 | 0.86975 | 0.89437 | 0.91309 | 0.90979 | 0.91309 | 0.91295 | 0.90304 | 0.89422 | 0.88204 | 21.1993 | 8 | 169.5945 | 0.91309
PA | crude oil | Winter | 0.001 | 0.001 | 0.001 | 0.001 | 0.001 | 0.001 | 0.001 | 0.001 | 0.001 | 0.001 | 0.001 | 0.001 | 0.001 | 0.001 | 0.001 | 0.001 | 0.001 | 0.001 | 0.001 | 0.001 | 0.001 | 0.001 | 0.001 | 0.001 | 0.024 | 51 | 1.224 | 0.001
PA | crude oil | Spring | 0.001 | 0.001 | 0.001 | 0.001 | 0.001 | 0.001 | 0.001 | 0.001 | 0.001 | 0.001 | 0.001 | 0.001 | 0.001 | 0.001 | 0.001 | 0.001 | 0.001 | 0.001 | 0.001 | 0.001 | 0.001 | 0.001 | 0.001 | 0.001 | 0.024 | 119 | 2.856 | 0.001
PA | crude oil | Summer | 0.001 | 0.001 | 0.001 | 0.001 | 0.001 | 0.001 | 0.001 | 0.001 | 0.001 | 0.001 | 0.001 | 0.001 | 0.001 | 0.001 | 0.001 | 0.001 | 0.001 | 0.001 | 0.001 | 0.001 | 0.001 | 0.001 | 0.001 | 0.001 | 0.024 | 93 | 2.232 | 0.001
PA | crude oil | Fall | 0.001 | 0.001 | 0.001 | 0.001 | 0.001 | 0.001 | 0.001 | 0.001 | 0.001 | 0.001 | 0.001 | 0.001 | 0.001 | 0.001 | 0.001 | 0.001 | 0.001 | 0.001 | 0.001 | 0.001 | 0.001 | 0.001 | 0.001 | 0.001 | 0.024 | 88 | 2.112 | 0.001
PA | crude oil | Summer Peak | 0.001 | 0.001 | 0.001 | 0.001 | 0.001 | 0.001 | 0.001 | 0.001 | 0.001 | 0.001 | 0.001 | 0.001 | 0.001 | 0.001 | 0.001 | 0.001 | 0.001 | 0.001 | 0.001 | 0.001 | 0.001 | 0.001 | 0.001 | 0.001 | 0.024 | 6 | 0.144 | 0.001
PA | crude oil | Winter Peak | 0.001 | 0.001 | 0.001 | 0.001 | 0.001 | 0.001 | 0.001 | 0.001 | 0.001 | 0.001 | 0.001 | 0.001 | 0.001 | 0.001 | 0.001 | 0.001 | 0.001 | 0.001 | 0.001 | 0.001 | 0.001 | 0.001 | 0.001 | 0.001 | 0.024 | 8 | 0.192 | 0.001
PA | geothermal | Winter | 0.6595 | 0.6595 | 0.6595 | 0.6595 | 0.6595 | 0.6595 | 0.6595 | 0.6595 | 0.6595 | 0.6595 | 0.6595 | 0.6595 | 0.6595 | 0.6595 | 0.6595 | 0.6595 | 0.6595 | 0.6595 | 0.6595 | 0.6595 | 0.6595 | 0.6595 | 0.6595 | 0.6595 | 15.828 | 51 | 807.228 | 0.6595
PA | geothermal | Spring | 0.6595 | 0.6595 | 0.6595 | 0.6595 | 0.6595 | 0.6595 | 0.6595 | 0.6595 | 0.6595 | 0.6595 | 0.6595 | 0.6595 | 0.6595 | 0.6595 | 0.6595 | 0.6595 | 0.6595 | 0.6595 | 0.6595 | 0.6595 | 0.6595 | 0.6595 | 0.6595 | 0.6595 | 15.828 | 119 | 1883.532 | 0.6595
PA | geothermal | Summer | 0.6595 | 0.6595 | 0.6595 | 0.6595 | 0.6595 | 0.6595 | 0.6595 | 0.6595 | 0.6595 | 0.6595 | 0.6595 | 0.6595 | 0.6595 | 0.6595 | 0.6595 | 0.6595 | 0.6595 | 0.6595 | 0.6595 | 0.6595 | 0.6595 | 0.6595 | 0.6595 | 0.6595 | 15.828 | 93 | 1472.004 | 0.6595
PA | geothermal | Fall | 0.6595 | 0.6595 | 0.6595 | 0.6595 | 0.6595 | 0.6595 | 0.6595 | 0.6595 | 0.6595 | 0.6595 | 0.6595 | 0.6595 | 0.6595 | 0.6595 | 0.6595 | 0.6595 | 0.6595 | 0.6595 | 0.6595 | 0.6595 | 0.6595 | 0.6595 | 0.6595 | 0.6595 | 15.828 | 88 | 1392.864 | 0.6595
PA | geothermal | Summer Peak | 0.6595 | 0.6595 | 0.6595 | 0.6595 | 0.6595 | 0.6595 | 0.6595 | 0.6595 | 0.6595 | 0.6595 | 0.6595 | 0.6595 | 0.6595 | 0.6595 | 0.6595 | 0.6595 | 0.6595 | 0.6595 | 0.6595 | 0.6595 | 0.6595 | 0.6595 | 0.6595 | 0.6595 | 15.828 | 6 | 94.968 | 0.6595
PA | geothermal | Winter Peak | 0.6595 | 0.6595 | 0.6595 | 0.6595 | 0.6595 | 0.6595 | 0.6595 | 0.6595 | 0.6595 | 0.6595 | 0.6595 | 0.6595 | 0.6595 | 0.6595 | 0.6595 | 0.6595 | 0.6595 | 0.6595 | 0.6595 | 0.6595 | 0.6595 | 0.6595 | 0.6595 | 0.6595 | 15.828 | 8 | 126.624 | 0.6595
PA | hard coal ccs | Winter | 0.8 | 0.8 | 0.8 | 0.8 | 0.8 | 0.8 | 0.8 | 0.8 | 0.8 | 0.8 | 0.8 | 0.8 | 0.8 | 0.8 | 0.8 | 0.8 | 0.8 | 0.8 | 0.8 | 0.8 | 0.8 | 0.8 | 0.8 | 0.8 | 19.2 | 51 | 979.2 | 0.8
PA | hard coal ccs | Spring | 0.8 | 0.8 | 0.8 | 0.8 | 0.8 | 0.8 | 0.8 | 0.8 | 0.8 | 0.8 | 0.8 | 0.8 | 0.8 | 0.8 | 0.8 | 0.8 | 0.8 | 0.8 | 0.8 | 0.8 | 0.8 | 0.8 | 0.8 | 0.8 | 19.2 | 119 | 2284.8 | 0.8
PA | hard coal ccs | Summer | 0.8 | 0.8 | 0.8 | 0.8 | 0.8 | 0.8 | 0.8 | 0.8 | 0.8 | 0.8 | 0.8 | 0.8 | 0.8 | 0.8 | 0.8 | 0.8 | 0.8 | 0.8 | 0.8 | 0.8 | 0.8 | 0.8 | 0.8 | 0.8 | 19.2 | 93 | 1785.6 | 0.8
PA | hard coal ccs | Fall | 0.8 | 0.8 | 0.8 | 0.8 | 0.8 | 0.8 | 0.8 | 0.8 | 0.8 | 0.8 | 0.8 | 0.8 | 0.8 | 0.8 | 0.8 | 0.8 | 0.8 | 0.8 | 0.8 | 0.8 | 0.8 | 0.8 | 0.8 | 0.8 | 19.2 | 88 | 1689.6 | 0.8
PA | hard coal ccs | Summer Peak | 0.8 | 0.8 | 0.8 | 0.8 | 0.8 | 0.8 | 0.8 | 0.8 | 0.8 | 0.8 | 0.8 | 0.8 | 0.8 | 0.8 | 0.8 | 0.8 | 0.8 | 0.8 | 0.8 | 0.8 | 0.8 | 0.8 | 0.8 | 0.8 | 19.2 | 6 | 115.2 | 0.8
PA | hard coal ccs | Winter Peak | 0.8 | 0.8 | 0.8 | 0.8 | 0.8 | 0.8 | 0.8 | 0.8 | 0.8 | 0.8 | 0.8 | 0.8 | 0.8 | 0.8 | 0.8 | 0.8 | 0.8 | 0.8 | 0.8 | 0.8 | 0.8 | 0.8 | 0.8 | 0.8 | 19.2 | 8 | 153.6 | 0.8
PA | hard coal | Winter | 0.2256 | 0.21495 | 0.21399 | 0.21626 | 0.22774 | 0.27331 | 0.33639 | 0.34511 | 0.30901 | 0.28205 | 0.28871 | 0.28531 | 0.27429 | 0.25806 | 0.25642 | 0.27842 | 0.36473 | 0.41485 | 0.41791 | 0.42147 | 0.41843 | 0.39534 | 0.33062 | 0.25899 | 7.308 | 51 | 372.7064 | 0.42147
PA | hard coal | Spring | 0.20394 | 0.19155 | 0.1879 | 0.18671 | 0.18994 | 0.19972 | 0.21634 | 0.21683 | 0.21272 | 0.22564 | 0.24373 | 0.25881 | 0.27496 | 0.28139 | 0.29278 | 0.31698 | 0.3693 | 0.41282 | 0.41693 | 0.42207 | 0.41606 | 0.38198 | 0.29921 | 0.23827 | 6.6566 | 119 | 792.1301 | 0.42207
PA | hard coal | Summer | 0.35801 | 0.32989 | 0.32041 | 0.31931 | 0.32505 | 0.34657 | 0.36855 | 0.37419 | 0.38109 | 0.40476 | 0.46064 | 0.51183 | 0.52982 | 0.54879 | 0.56683 | 0.5867 | 0.63175 | 0.66161 | 0.66709 | 0.66604 | 0.66314 | 0.64228 | 0.54702 | 0.43233 | 11.6437 | 93 | 1082.8638 | 0.66709
PA | hard coal | Fall | 0.25156 | 0.23352 | 0.22483 | 0.22427 | 0.22765 | 0.2425 | 0.26203 | 0.26129 | 0.26531 | 0.28224 | 0.31177 | 0.33854 | 0.36127 | 0.36551 | 0.37033 | 0.38992 | 0.43846 | 0.46669 | 0.4698 | 0.47733 | 0.46921 | 0.43888 | 0.36038 | 0.28099 | 8.0143 | 88 | 705.2564 | 0.47733
PA | hard coal | Summer Peak | 0.54782 | 0.46222 | 0.439 | 0.43391 | 0.439 | 0.45208 | 0.43055 | 0.47037 | 0.56252 | 0.59962 | 0.76282 | 0.79851 | 0.83668 | 0.84543 | 0.86059 | 0.86205 | 0.868 | 0.86994 | 0.85407 | 0.86994 | 0.86883 | 0.8667 | 0.80658 | 0.73688 | 16.5441 | 6 | 99.2646 | 0.86994
PA | hard coal | Winter Peak | 0.28572 | 0.27744 | 0.27527 | 0.27527 | 0.28101 | 0.32271 | 0.39071 | 0.37709 | 0.32918 | 0.31304 | 0.31934 | 0.31789 | 0.31145 | 0.28692 | 0.27506 | 0.2986 | 0.40267 | 0.51783 | 0.51504 | 0.51783 | 0.51783 | 0.49015 | 0.39509 | 0.32767 | 8.6208 | 8 | 68.9667 | 0.51783
PA | heavy or residual fuel oil | Winter | 0 | 0 | 0 | 0 | 0 | 0 | 0 | 0 | 0 | 0 | 0 | 0 | 0 | 0 | 0 | 0 | 0 | 0.032391 | 0.089527 | 0.050767 | 0 | 0 | 0 | 0 | 0.17269 | 51 | 8.8069 | 0.089527
PA | heavy or residual fuel oil | Spring | 0 | 0 | 0 | 0 | 0 | 0 | 0 | 0 | 0 | 0 | 0 | 0 | 0 | 0 | 0 | 0 | 0 | 0 | 0.0015041 | 0.00030082 | 0 | 0 | 0 | 0 | 0.0018049 | 119 | 0.21479 | 0.0015041
PA | heavy or residual fuel oil | Summer | 0 | 0 | 0 | 0 | 0 | 0 | 0 | 0 | 0 | 0 | 0 | 0.031377 | 0.057314 | 0.11612 | 0.20919 | 0.28967 | 0.52217 | 0.8952 | 0.92403 | 0.65885 | 0.29138 | 0.066507 | 0 | 0 | 4.0618 | 93 | 377.7483 | 0.92403
PA | heavy or residual fuel oil | Fall | 0 | 0 | 0 | 0 | 0 | 0 | 0 | 0 | 0 | 0 | 0 | 0 | 0 | 0 | 0 | 0 | 0 | 0.049013 | 0.037672 | 0 | 0 | 0 | 0 | 0 | 0.086685 | 88 | 7.6283 | 0.049013
PA | heavy or residual fuel oil | Summer Peak | 0 | 0 | 0 | 0 | 0 | 0 | 0 | 0 | 0 | 0 | 0 | 0 | 0 | 0 | 0.49806 | 0.95 | 0.95 | 0.95 | 0.95 | 0.95 | 0.91309 | 0 | 0 | 0 | 6.1611 | 6 | 36.9669 | 0.95
PA | heavy or residual fuel oil | Winter Peak | 0 | 0 | 0 | 0 | 0 | 0 | 0 | 0 | 0 | 0 | 0 | 0 | 0 | 0 | 0 | 0 | 0 | 0 | 0 | 0 | 0 | 0 | 0 | 0 | 0 | 8 | 0 | 0
PA | hydro | Winter | 0.34692 | 0.34692 | 0.34692 | 0.34692 | 0.34692 | 0.34763 | 0.35033 | 0.34852 | 0.34834 | 0.34806 | 0.34763 | 0.34868 | 0.3483 | 0.34759 | 0.3484 | 0.34901 | 0.35252 | 0.37271 | 0.36631 | 0.37005 | 0.36692 | 0.35492 | 0.34707 | 0.34692 | 8.4445 | 51 | 430.6717 | 0.37271
PA | hydro | Spring | 0.33006 | 0.33006 | 0.33006 | 0.33006 | 0.33006 | 0.33035 | 0.33065 | 0.33046 | 0.33006 | 0.33006 | 0.33006 | 0.33024 | 0.33035 | 0.33081 | 0.33098 | 0.33172 | 0.33936 | 0.34866 | 0.34792 | 0.35039 | 0.34955 | 0.34232 | 0.33285 | 0.33009 | 8.0272 | 119 | 955.2384 | 0.35039
PA | hydro | Summer | 0.29831 | 0.29831 | 0.29831 | 0.29831 | 0.29831 | 0.29852 | 0.29983 | 0.29932 | 0.29834 | 0.29868 | 0.29907 | 0.29907 | 0.30028 | 0.30109 | 0.30207 | 0.30317 | 0.30932 | 0.31803 | 0.31948 | 0.31925 | 0.31469 | 0.30749 | 0.30051 | 0.29831 | 7.2781 | 93 | 676.8592 | 0.31948
PA | hydro | Fall | 0.30957 | 0.30957 | 0.30957 | 0.30957 | 0.30957 | 0.30957 | 0.31045 | 0.31029 | 0.30957 | 0.30957 | 0.30957 | 0.30982 | 0.31 | 0.31032 | 0.31087 | 0.31223 | 0.31794 | 0.3265 | 0.32505 | 0.32849 | 0.32643 | 0.31955 | 0.31097 | 0.30957 | 7.5246 | 88 | 662.1647 | 0.32849
PA | hydro | Summer Peak | 0.23774 | 0.23774 | 0.23774 | 0.23774 | 0.23774 | 0.23774 | 0.23774 | 0.23774 | 0.23774 | 0.23774 | 0.23774 | 0.23774 | 0.23774 | 0.24238 | 0.24398 | 0.25023 | 0.25609 | 0.26273 | 0.26058 | 0.26854 | 0.24003 | 0.23888 | 0.23774 | 0.23774 | 5.8295 | 6 | 34.977 | 0.26854
PA | hydro | Winter Peak | 0.33749 | 0.33749 | 0.33749 | 0.33749 | 0.33749 | 0.34201 | 0.34201 | 0.34654 | 0.33749 | 0.33749 | 0.33749 | 0.33749 | 0.33749 | 0.33749 | 0.33749 | 0.33749 | 0.34201 | 0.36463 | 0.36916 | 0.36916 | 0.36463 | 0.35111 | 0.34201 | 0.33749 | 8.2581 | 8 | 66.065 | 0.36916
PA | hydrogen combined cycle | Winter | 0.79817 | 0.79727 | 0.79654 | 0.79677 | 0.79947 | 0.81137 | 0.82778 | 0.82686 | 0.81539 | 0.81153 | 0.8114 | 0.81053 | 0.80785 | 0.80345 | 0.80214 | 0.81103 | 0.83024 | 0.84517 | 0.84568 | 0.84525 | 0.84458 | 0.83877 | 0.82542 | 0.81006 | 19.6127 | 51 | 1000.2497 | 0.84568
PA | hydrogen combined cycle | Spring | 0.52511 | 0.49596 | 0.49048 | 0.49349 | 0.51202 | 0.55481 | 0.56127 | 0.55601 | 0.56121 | 0.57863 | 0.60086 | 0.61723 | 0.62865 | 0.63428 | 0.64388 | 0.66346 | 0.7108 | 0.75089 | 0.75973 | 0.76106 | 0.76195 | 0.75645 | 0.71854 | 0.62613 | 14.9629 | 119 | 1780.5841 | 0.76195
PA | hydrogen combined cycle | Summer | 0.70946 | 0.66139 | 0.64049 | 0.63188 | 0.62853 | 0.62569 | 0.59869 | 0.62455 | 0.66954 | 0.71024 | 0.75019 | 0.78097 | 0.79852 | 0.80983 | 0.81824 | 0.82493 | 0.82694 | 0.8326 | 0.83304 | 0.83453 | 0.8322 | 0.82805 | 0.80718 | 0.76057 | 17.8383 | 93 | 1658.9591 | 0.83453
PA | hydrogen combined cycle | Fall | 0.51468 | 0.47745 | 0.46838 | 0.46654 | 0.47209 | 0.53303 | 0.54165 | 0.52904 | 0.54057 | 0.56917 | 0.60419 | 0.63651 | 0.64925 | 0.65231 | 0.65969 | 0.69103 | 0.74463 | 0.75878 | 0.76057 | 0.76197 | 0.75918 | 0.73447 | 0.6694 | 0.59599 | 14.7906 | 88 | 1301.5699 | 0.76197
PA | hydrogen combined cycle | Summer Peak | 0.8236 | 0.78975 | 0.74395 | 0.74395 | 0.74395 | 0.74395 | 0.68565 | 0.78975 | 0.79736 | 0.8236 | 0.85646 | 0.85646 | 0.85646 | 0.85646 | 0.85646 | 0.85646 | 0.85753 | 0.85753 | 0.85753 | 0.85753 | 0.85646 | 0.85646 | 0.8554 | 0.82254 | 19.6453 | 6 | 117.8717 | 0.85753
PA | hydrogen combined cycle | Winter Peak | 0.65676 | 0.65676 | 0.65497 | 0.65676 | 0.65676 | 0.7188 | 0.77986 | 0.77986 | 0.74942 | 0.75375 | 0.77225 | 0.77986 | 0.77986 | 0.77986 | 0.77986 | 0.79735 | 0.81431 | 0.8554 | 0.8554 | 0.8554 | 0.8554 | 0.8554 | 0.8554 | 0.82254 | 18.522 | 8 | 148.1761 | 0.8554
PA | hydrogen ct | Winter | 4.563e-05 | 4.563e-05 | 4.563e-05 | 4.563e-05 | 4.563e-05 | 4.563e-05 | 0.064144 | 0.062178 | 0.015239 | 0.015239 | 0.015239 | 0.015239 | 0.015239 | 0.015239 | 0.015239 | 0.015239 | 0.015239 | 0.23724 | 0.66912 | 0.53971 | 0.13545 | 0.044037 | 0.0029935 | 0.0029935 | 1.8953 | 51 | 96.6598 | 0.66912
PA | hydrogen ct | Spring | 0.023467 | 0.023467 | 0.023467 | 0.023467 | 0.023467 | 0.023467 | 0.023467 | 0.023467 | 0.023467 | 0.023467 | 0.024309 | 0.0553 | 0.081421 | 0.14775 | 0.17661 | 0.27527 | 0.32635 | 0.48799 | 0.62302 | 0.46231 | 0.20063 | 0.098687 | 0.050992 | 0.028715 | 3.274 | 119 | 389.6081 | 0.62302
PA | hydrogen ct | Summer | 0.051528 | 0.051528 | 0.051528 | 0.051528 | 0.051528 | 0.051528 | 0.051528 | 0.053145 | 0.053145 | 0.053145 | 0.054222 | 0.089 | 0.19094 | 0.27708 | 0.44109 | 0.69368 | 1 | 1 | 1 | 1 | 0.67291 | 0.27413 | 0.064419 | 0.058865 | 7.3365 | 93 | 682.2906 | 1
PA | hydrogen ct | Fall | 0.022913 | 0.022913 | 0.022913 | 0.022913 | 0.022913 | 0.022913 | 0.026329 | 0.028038 | 0.024621 | 0.024621 | 0.024621 | 0.033996 | 0.082621 | 0.19065 | 0.24136 | 0.36854 | 0.54243 | 0.73963 | 0.88641 | 0.46838 | 0.2566 | 0.12076 | 0.033776 | 0.012399 | 4.2433 | 88 | 373.4065 | 0.88641
PA | hydrogen ct | Summer Peak | 0.39903 | 0.39903 | 0.39903 | 0.39903 | 0.39903 | 0.39903 | 0.39903 | 0.39903 | 0.39903 | 0.39903 | 0.64811 | 1 | 1 | 1 | 1 | 1 | 1 | 1 | 1 | 1 | 1 | 1 | 0.33543 | 0.33543 | 16.3093 | 6 | 97.8558 | 1
PA | hydrogen ct | Winter Peak | 0.018839 | 0.018839 | 0.018839 | 0.018839 | 0.018839 | 0.018839 | 0.29286 | 0.28049 | 0.28049 | 0.28049 | 0.28049 | 0.28049 | 0.28049 | 0.28049 | 0.28049 | 0.28049 | 0.28049 | 0.39614 | 0.84139 | 0.55227 | 0.018839 | 4.563e-05 | 4.563e-05 | 4.563e-05 | 5.0196 | 8 | 40.1568 | 0.84139
PA | lignite ccs | Winter | 0.8 | 0.8 | 0.8 | 0.8 | 0.8 | 0.8 | 0.8 | 0.8 | 0.8 | 0.8 | 0.8 | 0.8 | 0.8 | 0.8 | 0.8 | 0.8 | 0.8 | 0.8 | 0.8 | 0.8 | 0.8 | 0.8 | 0.8 | 0.8 | 19.2 | 51 | 979.2 | 0.8
PA | lignite ccs | Spring | 0.8 | 0.8 | 0.8 | 0.8 | 0.8 | 0.8 | 0.8 | 0.8 | 0.8 | 0.8 | 0.8 | 0.8 | 0.8 | 0.8 | 0.8 | 0.8 | 0.8 | 0.8 | 0.8 | 0.8 | 0.8 | 0.8 | 0.8 | 0.8 | 19.2 | 119 | 2284.8 | 0.8
PA | lignite ccs | Summer | 0.8 | 0.8 | 0.8 | 0.8 | 0.8 | 0.8 | 0.8 | 0.8 | 0.8 | 0.8 | 0.8 | 0.8 | 0.8 | 0.8 | 0.8 | 0.8 | 0.8 | 0.8 | 0.8 | 0.8 | 0.8 | 0.8 | 0.8 | 0.8 | 19.2 | 93 | 1785.6 | 0.8
PA | lignite ccs | Fall | 0.8 | 0.8 | 0.8 | 0.8 | 0.8 | 0.8 | 0.8 | 0.8 | 0.8 | 0.8 | 0.8 | 0.8 | 0.8 | 0.8 | 0.8 | 0.8 | 0.8 | 0.8 | 0.8 | 0.8 | 0.8 | 0.8 | 0.8 | 0.8 | 19.2 | 88 | 1689.6 | 0.8
PA | lignite ccs | Summer Peak | 0.8 | 0.8 | 0.8 | 0.8 | 0.8 | 0.8 | 0.8 | 0.8 | 0.8 | 0.8 | 0.8 | 0.8 | 0.8 | 0.8 | 0.8 | 0.8 | 0.8 | 0.8 | 0.8 | 0.8 | 0.8 | 0.8 | 0.8 | 0.8 | 19.2 | 6 | 115.2 | 0.8
PA | lignite ccs | Winter Peak | 0.8 | 0.8 | 0.8 | 0.8 | 0.8 | 0.8 | 0.8 | 0.8 | 0.8 | 0.8 | 0.8 | 0.8 | 0.8 | 0.8 | 0.8 | 0.8 | 0.8 | 0.8 | 0.8 | 0.8 | 0.8 | 0.8 | 0.8 | 0.8 | 19.2 | 8 | 153.6 | 0.8
PA | lignite | Winter | 0.638 | 0.638 | 0.638 | 0.638 | 0.638 | 0.638 | 0.638 | 0.638 | 0.638 | 0.638 | 0.638 | 0.638 | 0.638 | 0.638 | 0.638 | 0.638 | 0.638 | 0.638 | 0.638 | 0.638 | 0.638 | 0.638 | 0.638 | 0.638 | 15.312 | 51 | 780.912 | 0.638
PA | lignite | Spring | 0.638 | 0.638 | 0.638 | 0.638 | 0.638 | 0.638 | 0.638 | 0.638 | 0.638 | 0.638 | 0.638 | 0.638 | 0.638 | 0.638 | 0.638 | 0.638 | 0.638 | 0.638 | 0.638 | 0.638 | 0.638 | 0.638 | 0.638 | 0.638 | 15.312 | 119 | 1822.128 | 0.638
PA | lignite | Summer | 0.638 | 0.638 | 0.638 | 0.638 | 0.638 | 0.638 | 0.638 | 0.638 | 0.638 | 0.638 | 0.638 | 0.638 | 0.638 | 0.638 | 0.638 | 0.638 | 0.638 | 0.638 | 0.638 | 0.638 | 0.638 | 0.638 | 0.638 | 0.638 | 15.312 | 93 | 1424.016 | 0.638
PA | lignite | Fall | 0.638 | 0.638 | 0.638 | 0.638 | 0.638 | 0.638 | 0.638 | 0.638 | 0.638 | 0.638 | 0.638 | 0.638 | 0.638 | 0.638 | 0.638 | 0.638 | 0.638 | 0.638 | 0.638 | 0.638 | 0.638 | 0.638 | 0.638 | 0.638 | 15.312 | 88 | 1347.456 | 0.638
PA | lignite | Summer Peak | 0.638 | 0.638 | 0.638 | 0.638 | 0.638 | 0.638 | 0.638 | 0.638 | 0.638 | 0.638 | 0.638 | 0.638 | 0.638 | 0.638 | 0.638 | 0.638 | 0.638 | 0.638 | 0.638 | 0.638 | 0.638 | 0.638 | 0.638 | 0.638 | 15.312 | 6 | 91.872 | 0.638
PA | lignite | Winter Peak | 0.638 | 0.638 | 0.638 | 0.638 | 0.638 | 0.638 | 0.638 | 0.638 | 0.638 | 0.638 | 0.638 | 0.638 | 0.638 | 0.638 | 0.638 | 0.638 | 0.638 | 0.638 | 0.638 | 0.638 | 0.638 | 0.638 | 0.638 | 0.638 | 15.312 | 8 | 122.496 | 0.638
PA | municipal solid waste | Winter | 0.76404 | 0.76404 | 0.76404 | 0.76404 | 0.76404 | 0.76404 | 0.76529 | 0.76498 | 0.76436 | 0.76436 | 0.76436 | 0.76436 | 0.76436 | 0.76311 | 0.76311 | 0.76747 | 0.78426 | 0.78644 | 0.78644 | 0.78675 | 0.78675 | 0.78675 | 0.7824 | 0.7656 | 18.4954 | 51 | 943.2651 | 0.78675
PA | municipal solid waste | Spring | 0.76389 | 0.76389 | 0.76389 | 0.76389 | 0.76389 | 0.76389 | 0.76389 | 0.76311 | 0.76311 | 0.76311 | 0.76311 | 0.76311 | 0.76311 | 0.76311 | 0.7635 | 0.77322 | 0.78683 | 0.79188 | 0.79188 | 0.79188 | 0.79188 | 0.79149 | 0.78177 | 0.76817 | 18.5215 | 119 | 2204.0612 | 0.79188
PA | municipal solid waste | Summer | 0.76311 | 0.76311 | 0.76311 | 0.76311 | 0.76311 | 0.76311 | 0.76311 | 0.76311 | 0.76311 | 0.76352 | 0.76558 | 0.77092 | 0.77709 | 0.7812 | 0.78573 | 0.796 | 0.79683 | 0.79683 | 0.79683 | 0.79683 | 0.79683 | 0.79107 | 0.77133 | 0.76311 | 18.6177 | 93 | 1731.4459 | 0.79683
PA | municipal solid waste | Fall | 0.76311 | 0.76311 | 0.76311 | 0.76311 | 0.76311 | 0.76311 | 0.76311 | 0.76311 | 0.76311 | 0.76311 | 0.76311 | 0.76311 | 0.7637 | 0.76546 | 0.77132 | 0.78305 | 0.79009 | 0.79009 | 0.79009 | 0.79009 | 0.79009 | 0.78364 | 0.77015 | 0.76311 | 18.5082 | 88 | 1628.7205 | 0.79009
PA | municipal solid waste | Summer Peak | 0.76311 | 0.76311 | 0.76311 | 0.76311 | 0.76311 | 0.76311 | 0.76311 | 0.76311 | 0.76311 | 0.76311 | 0.76311 | 0.79888 | 0.79888 | 0.79888 | 0.79888 | 0.79888 | 0.79888 | 0.79888 | 0.79888 | 0.79888 | 0.79888 | 0.79888 | 0.76311 | 0.76311 | 18.7082 | 6 | 112.2489 | 0.79888
PA | municipal solid waste | Winter Peak | 0.76311 | 0.76311 | 0.76311 | 0.76311 | 0.76311 | 0.76311 | 0.76311 | 0.76311 | 0.76311 | 0.76311 | 0.76311 | 0.76311 | 0.76311 | 0.76311 | 0.76311 | 0.76311 | 0.76311 | 0.79888 | 0.79888 | 0.79888 | 0.79888 | 0.79888 | 0.79888 | 0.76311 | 18.5293 | 8 | 148.2344 | 0.79888
PA | natural gas peaker | Winter | 4.563e-05 | 4.563e-05 | 4.563e-05 | 4.563e-05 | 4.563e-05 | 4.563e-05 | 0.064144 | 0.062178 | 0.015239 | 0.015239 | 0.015239 | 0.015239 | 0.015239 | 0.015239 | 0.015239 | 0.015239 | 0.015239 | 0.23724 | 0.66912 | 0.53971 | 0.13545 | 0.044037 | 0.0029935 | 0.0029935 | 1.8953 | 51 | 96.6598 | 0.66912
PA | natural gas peaker | Spring | 0.023467 | 0.023467 | 0.023467 | 0.023467 | 0.023467 | 0.023467 | 0.023467 | 0.023467 | 0.023467 | 0.023467 | 0.024309 | 0.0553 | 0.081421 | 0.14775 | 0.17661 | 0.27527 | 0.32635 | 0.48799 | 0.62302 | 0.46231 | 0.20063 | 0.098687 | 0.050992 | 0.028715 | 3.274 | 119 | 389.6081 | 0.62302
PA | natural gas peaker | Summer | 0.051528 | 0.051528 | 0.051528 | 0.051528 | 0.051528 | 0.051528 | 0.051528 | 0.053145 | 0.053145 | 0.053145 | 0.054222 | 0.089 | 0.19094 | 0.27708 | 0.44109 | 0.69368 | 1 | 1 | 1 | 1 | 0.67291 | 0.27413 | 0.064419 | 0.058865 | 7.3365 | 93 | 682.2906 | 1
PA | natural gas peaker | Fall | 0.022913 | 0.022913 | 0.022913 | 0.022913 | 0.022913 | 0.022913 | 0.026329 | 0.028038 | 0.024621 | 0.024621 | 0.024621 | 0.033996 | 0.082621 | 0.19065 | 0.24136 | 0.36854 | 0.54243 | 0.73963 | 0.88641 | 0.46838 | 0.2566 | 0.12076 | 0.033776 | 0.012399 | 4.2433 | 88 | 373.4065 | 0.88641
PA | natural gas peaker | Summer Peak | 0.39903 | 0.39903 | 0.39903 | 0.39903 | 0.39903 | 0.39903 | 0.39903 | 0.39903 | 0.39903 | 0.39903 | 0.64811 | 1 | 1 | 1 | 1 | 1 | 1 | 1 | 1 | 1 | 1 | 1 | 0.33543 | 0.33543 | 16.3093 | 6 | 97.8558 | 1
PA | natural gas peaker | Winter Peak | 0.018839 | 0.018839 | 0.018839 | 0.018839 | 0.018839 | 0.018839 | 0.29286 | 0.28049 | 0.28049 | 0.28049 | 0.28049 | 0.28049 | 0.28049 | 0.28049 | 0.28049 | 0.28049 | 0.28049 | 0.39614 | 0.84139 | 0.55227 | 0.018839 | 4.563e-05 | 4.563e-05 | 4.563e-05 | 5.0196 | 8 | 40.1568 | 0.84139
PA | nuclear | Winter | 0.86798 | 0.86798 | 0.86798 | 0.86798 | 0.86798 | 0.86798 | 0.86798 | 0.86798 | 0.86798 | 0.86798 | 0.86798 | 0.86798 | 0.86798 | 0.86798 | 0.86798 | 0.86798 | 0.86798 | 0.86798 | 0.86798 | 0.86798 | 0.86798 | 0.86798 | 0.86798 | 0.86798 | 20.8314 | 51 | 1062.4034 | 0.86798
PA | nuclear | Spring | 0.86798 | 0.86798 | 0.86798 | 0.86798 | 0.86798 | 0.86798 | 0.86404 | 0.86449 | 0.86798 | 0.86798 | 0.86798 | 0.86798 | 0.86798 | 0.86798 | 0.86798 | 0.86798 | 0.86798 | 0.86798 | 0.86798 | 0.86798 | 0.86798 | 0.86798 | 0.86798 | 0.86798 | 20.824 | 119 | 2478.0574 | 0.86798
PA | nuclear | Summer | 0.86798 | 0.86798 | 0.86798 | 0.86798 | 0.86798 | 0.86798 | 0.86597 | 0.86756 | 0.86798 | 0.86798 | 0.86798 | 0.86798 | 0.86798 | 0.86798 | 0.86798 | 0.86798 | 0.86798 | 0.86798 | 0.86798 | 0.86798 | 0.86798 | 0.86798 | 0.86798 | 0.86798 | 20.829 | 93 | 1937.0983 | 0.86798
PA | nuclear | Fall | 0.86798 | 0.86798 | 0.86798 | 0.86798 | 0.86798 | 0.86798 | 0.86517 | 0.86581 | 0.86798 | 0.86798 | 0.86798 | 0.86798 | 0.86798 | 0.86798 | 0.86798 | 0.86798 | 0.86798 | 0.86798 | 0.86798 | 0.86798 | 0.86798 | 0.86798 | 0.86798 | 0.86798 | 20.8265 | 88 | 1832.7288 | 0.86798
PA | nuclear | Summer Peak | 0.86798 | 0.86798 | 0.86798 | 0.86798 | 0.86798 | 0.86798 | 0.86798 | 0.86798 | 0.86798 | 0.86798 | 0.86798 | 0.86798 | 0.86798 | 0.86798 | 0.86798 | 0.86798 | 0.86798 | 0.86798 | 0.86798 | 0.86798 | 0.86798 | 0.86798 | 0.86798 | 0.86798 | 20.8314 | 6 | 124.9886 | 0.86798
PA | nuclear | Winter Peak | 0.86798 | 0.86798 | 0.86798 | 0.86798 | 0.86798 | 0.86798 | 0.86798 | 0.86798 | 0.86798 | 0.86798 | 0.86798 | 0.86798 | 0.86798 | 0.86798 | 0.86798 | 0.86798 | 0.86798 | 0.86798 | 0.86798 | 0.86798 | 0.86798 | 0.86798 | 0.86798 | 0.86798 | 20.8314 | 8 | 166.6515 | 0.86798
PA | offshore wind | Winter | 0.45031 | 0.44331 | 0.43946 | 0.43677 | 0.43739 | 0.44033 | 0.44803 | 0.45358 | 0.45573 | 0.44166 | 0.42277 | 0.40675 | 0.39723 | 0.39739 | 0.40141 | 0.41122 | 0.43267 | 0.45681 | 0.46741 | 0.47549 | 0.47652 | 0.47582 | 0.47159 | 0.45859 | 10.5983 | 51 | 540.5113 | 0.47652
PA | offshore wind | Spring | 0.44472 | 0.43504 | 0.43018 | 0.42314 | 0.4119 | 0.39669 | 0.38665 | 0.37127 | 0.3456 | 0.32681 | 0.31325 | 0.30347 | 0.30782 | 0.31905 | 0.3249 | 0.33608 | 0.35787 | 0.38535 | 0.40885 | 0.43556 | 0.4543 | 0.45487 | 0.45932 | 0.45564 | 9.2883 | 119 | 1105.308 | 0.45932
PA | offshore wind | Summer | 0.27657 | 0.28402 | 0.28944 | 0.28467 | 0.28008 | 0.26891 | 0.24822 | 0.22545 | 0.20536 | 0.1861 | 0.17964 | 0.18073 | 0.17137 | 0.16836 | 0.17438 | 0.18774 | 0.20712 | 0.2197 | 0.23826 | 0.26656 | 0.2659 | 0.26754 | 0.27433 | 0.28396 | 5.6344 | 93 | 524.0018 | 0.28944
PA | offshore wind | Fall | 0.39945 | 0.40031 | 0.39867 | 0.39313 | 0.39477 | 0.39571 | 0.40203 | 0.40656 | 0.40312 | 0.39165 | 0.37299 | 0.36042 | 0.35176 | 0.34653 | 0.3498 | 0.3612 | 0.374 | 0.39329 | 0.40898 | 0.43052 | 0.45652 | 0.45589 | 0.44863 | 0.43021 | 9.5262 | 88 | 838.3013 | 0.45652
PA | offshore wind | Summer Peak | 0.50095 | 0.41714 | 0.41048 | 0.40095 | 0.32667 | 0.32095 | 0.36286 | 0.37238 | 0.36 | 0.34286 | 0.32381 | 0.29905 | 0.32 | 0.33238 | 0.32952 | 0.32857 | 0.36952 | 0.39238 | 0.30571 | 0.24286 | 0.20762 | 0.16762 | 0.14667 | 0.13238 | 7.7133 | 6 | 46.28 | 0.50095
PA | offshore wind | Winter Peak | 0.8019 | 0.87333 | 0.92286 | 0.95143 | 0.94952 | 0.95333 | 0.96286 | 0.96952 | 0.95048 | 0.9019 | 0.84857 | 0.79333 | 0.74381 | 0.70952 | 0.68095 | 0.65905 | 0.64476 | 0.63524 | 0.6219 | 0.60476 | 0.56476 | 0.5381 | 0.53143 | 0.54571 | 18.359 | 8 | 146.8724 | 0.96952
PA | onshore wind | Winter | 0.33586 | 0.33365 | 0.3326 | 0.33125 | 0.32759 | 0.32622 | 0.32614 | 0.31605 | 0.2912 | 0.27013 | 0.26084 | 0.26381 | 0.2676 | 0.27335 | 0.27908 | 0.2898 | 0.31988 | 0.34328 | 0.35421 | 0.35523 | 0.35007 | 0.34106 | 0.33525 | 0.33927 | 7.5634 | 51 | 385.7348 | 0.35523
PA | onshore wind | Spring | 0.33191 | 0.32953 | 0.32716 | 0.32099 | 0.31845 | 0.30949 | 0.28332 | 0.25829 | 0.24241 | 0.23868 | 0.23928 | 0.24351 | 0.25106 | 0.25684 | 0.26177 | 0.27015 | 0.28168 | 0.29383 | 0.32118 | 0.3376 | 0.34288 | 0.34197 | 0.33852 | 0.33226 | 7.0727 | 119 | 841.657 | 0.34288
PA | onshore wind | Summer | 0.19578 | 0.18991 | 0.18814 | 0.18477 | 0.182 | 0.17731 | 0.16158 | 0.14254 | 0.12643 | 0.12223 | 0.12563 | 0.13097 | 0.13968 | 0.14969 | 0.15433 | 0.16512 | 0.18162 | 0.19313 | 0.21721 | 0.23227 | 0.23684 | 0.23613 | 0.23423 | 0.2326 | 4.3002 | 93 | 399.9152 | 0.23684
PA | onshore wind | Fall | 0.31009 | 0.30978 | 0.30603 | 0.3018 | 0.29802 | 0.29255 | 0.26486 | 0.2401 | 0.22664 | 0.22797 | 0.23644 | 0.2417 | 0.24812 | 0.25904 | 0.26798 | 0.27175 | 0.27612 | 0.29156 | 0.32046 | 0.3357 | 0.3346 | 0.32473 | 0.31059 | 0.29845 | 6.7951 | 88 | 597.9666 | 0.3357
PA | onshore wind | Summer Peak | 0.22866 | 0.23012 | 0.21913 | 0.21074 | 0.20962 | 0.17494 | 0.12763 | 0.11449 | 0.095735 | 0.069402 | 0.069039 | 0.087203 | 0.085164 | 0.097278 | 0.12664 | 0.11859 | 0.077008 | 0.061198 | 0.082747 | 0.084901 | 0.071772 | 0.079486 | 0.1054 | 0.12365 | 2.9505 | 6 | 17.7032 | 0.23012
PA | onshore wind | Winter Peak | 0.31249 | 0.30327 | 0.29566 | 0.28724 | 0.28386 | 0.2819 | 0.27953 | 0.28105 | 0.25256 | 0.22411 | 0.20267 | 0.19296 | 0.18717 | 0.19006 | 0.18786 | 0.19029 | 0.23137 | 0.2523 | 0.2556 | 0.25541 | 0.25781 | 0.25446 | 0.25363 | 0.25714 | 5.9704 | 8 | 47.7631 | 0.31249
PA | petroleum | Winter | 4.563e-05 | 4.563e-05 | 4.563e-05 | 4.563e-05 | 4.563e-05 | 4.563e-05 | 0.064144 | 0.062178 | 0.015239 | 0.015239 | 0.015239 | 0.015239 | 0.015239 | 0.015239 | 0.015239 | 0.015239 | 0.015239 | 0.23724 | 0.66912 | 0.53971 | 0.13545 | 0.044037 | 0.0029935 | 0.0029935 | 1.8953 | 51 | 96.6598 | 0.66912
PA | petroleum | Spring | 0.023467 | 0.023467 | 0.023467 | 0.023467 | 0.023467 | 0.023467 | 0.023467 | 0.023467 | 0.023467 | 0.023467 | 0.024309 | 0.0553 | 0.081421 | 0.14775 | 0.17661 | 0.27527 | 0.32635 | 0.48799 | 0.62302 | 0.46231 | 0.20063 | 0.098687 | 0.050992 | 0.028715 | 3.274 | 119 | 389.6081 | 0.62302
PA | petroleum | Summer | 0.051528 | 0.051528 | 0.051528 | 0.051528 | 0.051528 | 0.051528 | 0.051528 | 0.053145 | 0.053145 | 0.053145 | 0.054222 | 0.089 | 0.19094 | 0.27708 | 0.44109 | 0.69368 | 1 | 1 | 1 | 1 | 0.67291 | 0.27413 | 0.064419 | 0.058865 | 7.3365 | 93 | 682.2906 | 1
PA | petroleum | Fall | 0.022913 | 0.022913 | 0.022913 | 0.022913 | 0.022913 | 0.022913 | 0.026329 | 0.028038 | 0.024621 | 0.024621 | 0.024621 | 0.033996 | 0.082621 | 0.19065 | 0.24136 | 0.36854 | 0.54243 | 0.73963 | 0.88641 | 0.46838 | 0.2566 | 0.12076 | 0.033776 | 0.012399 | 4.2433 | 88 | 373.4065 | 0.88641
PA | petroleum | Summer Peak | 0.39903 | 0.39903 | 0.39903 | 0.39903 | 0.39903 | 0.39903 | 0.39903 | 0.39903 | 0.39903 | 0.39903 | 0.64811 | 1 | 1 | 1 | 1 | 1 | 1 | 1 | 1 | 1 | 1 | 1 | 0.33543 | 0.33543 | 16.3093 | 6 | 97.8558 | 1
PA | petroleum | Winter Peak | 0.018839 | 0.018839 | 0.018839 | 0.018839 | 0.018839 | 0.018839 | 0.29286 | 0.28049 | 0.28049 | 0.28049 | 0.28049 | 0.28049 | 0.28049 | 0.28049 | 0.28049 | 0.28049 | 0.28049 | 0.39614 | 0.84139 | 0.55227 | 0.018839 | 4.563e-05 | 4.563e-05 | 4.563e-05 | 5.0196 | 8 | 40.1568 | 0.84139
PA | pumped hydro | Winter | 0 | 0 | 0 | 0 | 0 | 0 | 0.0072519 | 0 | 0 | 0 | 0.0012548 | 0.0013022 | 0 | 0 | 0 | 0 | 0.0037133 | 0.19055 | 0.15985 | 0.17438 | 0.12701 | 0.034803 | 0.0044791 | 0 | 0.70459 | 51 | 35.9341 | 0.19055
PA | pumped hydro | Spring | 0 | 0 | 0 | 0 | 0 | 0 | 0 | 0 | 0 | 0 | 0 | 0.0064928 | 0.011478 | 0.023723 | 0.051282 | 0.073921 | 0.14848 | 0.25861 | 0.20963 | 0.2412 | 0.26446 | 0.079578 | 0 | 0 | 1.3688 | 119 | 162.8927 | 0.26446
PA | pumped hydro | Summer | 0 | 0 | 0 | 0 | 0 | 0 | 0 | 0 | 0 | 0 | 0 | 0.006875 | 0.081578 | 0.15065 | 0.16726 | 0.28176 | 0.38454 | 0.50015 | 0.45001 | 0.48473 | 0.49755 | 0.28197 | 0 | 0 | 3.2871 | 93 | 305.6974 | 0.50015
PA | pumped hydro | Fall | 0 | 0 | 0 | 0 | 0 | 0 | 3.9758e-05 | 0 | 0 | 0 | 0 | 0.014263 | 0.062804 | 0.086594 | 0.11851 | 0.13551 | 0.22165 | 0.35512 | 0.2832 | 0.3547 | 0.38765 | 0.16892 | 0.014126 | 0 | 2.2031 | 88 | 193.8717 | 0.38765
PA | pumped hydro | Summer Peak | 0 | 0 | 0 | 0 | 0 | 0 | 0 | 0 | 0 | 0 | 0 | 0.0089059 | 0.29866 | 0.38774 | 0.45341 | 0.68337 | 0.68973 | 0.80137 | 0.78038 | 0.82557 | 0.7618 | 0.4871 | 0 | 0 | 6.178 | 6 | 37.0682 | 0.82557
PA | pumped hydro | Winter Peak | 0 | 0 | 0 | 0 | 0 | 0 | 0.1032 | 0.001312 | 0 | 0 | 0 | 0 | 0 | 0 | 0 | 0 | 0 | 0.34065 | 0.23861 | 0.3412 | 0.29742 | 0.03381 | 0 | 0 | 1.3562 | 8 | 10.8496 | 0.3412
PA | smr | Winter | 0.95287 | 0.95287 | 0.95287 | 0.95287 | 0.95287 | 0.95287 | 0.95287 | 0.95287 | 0.95287 | 0.95287 | 0.95287 | 0.95287 | 0.95287 | 0.95287 | 0.95287 | 0.95287 | 0.95287 | 0.95287 | 0.95287 | 0.95287 | 0.95287 | 0.95287 | 0.95287 | 0.95287 | 22.869 | 51 | 1166.3173 | 0.95287
PA | smr | Spring | 0.95287 | 0.95287 | 0.95287 | 0.95287 | 0.95287 | 0.95287 | 0.95287 | 0.95287 | 0.95287 | 0.95287 | 0.95287 | 0.95287 | 0.95287 | 0.95287 | 0.95287 | 0.95287 | 0.95287 | 0.95287 | 0.95287 | 0.95287 | 0.95287 | 0.95287 | 0.95287 | 0.95287 | 22.869 | 119 | 2721.4071 | 0.95287
PA | smr | Summer | 0.95287 | 0.95287 | 0.95287 | 0.95287 | 0.95287 | 0.95287 | 0.95287 | 0.95287 | 0.95287 | 0.95287 | 0.95287 | 0.95287 | 0.95287 | 0.95287 | 0.95287 | 0.95287 | 0.95287 | 0.95287 | 0.95287 | 0.95287 | 0.95287 | 0.95287 | 0.95287 | 0.95287 | 22.869 | 93 | 2126.814 | 0.95287
PA | smr | Fall | 0.95287 | 0.95287 | 0.95287 | 0.95287 | 0.95287 | 0.95287 | 0.95287 | 0.95287 | 0.95287 | 0.95287 | 0.95287 | 0.95287 | 0.95287 | 0.95287 | 0.95287 | 0.95287 | 0.95287 | 0.95287 | 0.95287 | 0.95287 | 0.95287 | 0.95287 | 0.95287 | 0.95287 | 22.869 | 88 | 2012.4691 | 0.95287
PA | smr | Summer Peak | 0.95287 | 0.95287 | 0.95287 | 0.95287 | 0.95287 | 0.95287 | 0.95287 | 0.95287 | 0.95287 | 0.95287 | 0.95287 | 0.95287 | 0.95287 | 0.95287 | 0.95287 | 0.95287 | 0.95287 | 0.95287 | 0.95287 | 0.95287 | 0.95287 | 0.95287 | 0.95287 | 0.95287 | 22.869 | 6 | 137.2138 | 0.95287
PA | smr | Winter Peak | 0.95287 | 0.95287 | 0.95287 | 0.95287 | 0.95287 | 0.95287 | 0.95287 | 0.95287 | 0.95287 | 0.95287 | 0.95287 | 0.95287 | 0.95287 | 0.95287 | 0.95287 | 0.95287 | 0.95287 | 0.95287 | 0.95287 | 0.95287 | 0.95287 | 0.95287 | 0.95287 | 0.95287 | 22.869 | 8 | 182.9517 | 0.95287
PA | solar pv dist | Winter | 0 | 0 | 0 | 0 | 0 | 0.0002035 | 0.02826 | 0.16967 | 0.29111 | 0.30115 | 0.29429 | 0.28458 | 0.29262 | 0.42681 | 0.35698 | 0.20037 | 0.041604 | 0.0014654 | 0 | 0 | 0 | 0 | 0 | 0 | 2.6891 | 51 | 137.1456 | 0.42681
PA | solar pv dist | Spring | 0 | 0 | 0 | 0 | 0.0015757 | 0.0088788 | 0.19083 | 0.29524 | 0.35108 | 0.37752 | 0.37077 | 0.35577 | 0.37004 | 0.424 | 0.38928 | 0.29242 | 0.15086 | 0.079427 | 0.0059555 | 0 | 0 | 0 | 0 | 0 | 3.6636 | 119 | 435.9743 | 0.424
PA | solar pv dist | Summer | 0 | 0 | 0 | 0 | 0.0017243 | 0.0096728 | 0.20732 | 0.32548 | 0.39366 | 0.40231 | 0.40096 | 0.40665 | 0.41108 | 0.4692 | 0.42478 | 0.33572 | 0.20437 | 0.10829 | 0.010663 | 0 | 0 | 0 | 0 | 0 | 4.1119 | 93 | 382.406 | 0.4692
PA | solar pv dist | Fall | 0 | 0 | 0 | 0 | 0.0018417 | 0.010831 | 0.21575 | 0.32181 | 0.37464 | 0.38548 | 0.3797 | 0.37314 | 0.374 | 0.44714 | 0.41708 | 0.32187 | 0.19148 | 0.10876 | 0.0078464 | 0 | 0 | 0 | 0 | 0 | 3.9314 | 88 | 345.9597 | 0.44714
PA | solar pv dist | Summer Peak | 0 | 0 | 0 | 0 | 0.0038919 | 0.019976 | 0.31133 | 0.40443 | 0.4416 | 0.42271 | 0.39112 | 0.3892 | 0.45035 | 0.40613 | 0.38295 | 0.30338 | 0.28674 | 0.17143 | 0.019491 | 0 | 0 | 0 | 0 | 0 | 4.4047 | 6 | 26.4284 | 0.45035
PA | solar pv dist | Winter Peak | 0 | 0 | 0 | 0 | 0 | 0 | 0.00093343 | 0.13671 | 0.3193 | 0.35708 | 0.3445 | 0.33746 | 0.36514 | 0.54802 | 0.48543 | 0.24142 | 0.013986 | 0 | 0 | 0 | 0 | 0 | 0 | 0 | 3.15 | 8 | 25.1997 | 0.54802
PA | solar pv | Winter | 0 | 0 | 0 | 0 | 0 | 0.00015529 | 0.014087 | 0.10752 | 0.24441 | 0.2775 | 0.27967 | 0.26862 | 0.27346 | 0.27189 | 0.24322 | 0.1691 | 0.045764 | 0.0017621 | 0 | 0 | 0 | 0 | 0 | 0 | 2.1972 | 51 | 112.0547 | 0.27967
PA | solar pv | Spring | 0 | 0 | 0 | 0 | 0.0045325 | 0.056903 | 0.17564 | 0.30299 | 0.37502 | 0.40296 | 0.39969 | 0.3922 | 0.39423 | 0.39546 | 0.36602 | 0.30129 | 0.18177 | 0.067845 | 0.0082677 | 0 | 0 | 0 | 0 | 0 | 3.8248 | 119 | 455.1528 | 0.40296
PA | solar pv | Summer | 0 | 0 | 0 | 0 | 0.0061925 | 0.078283 | 0.2081 | 0.34001 | 0.42721 | 0.44407 | 0.44341 | 0.43592 | 0.43495 | 0.43174 | 0.41089 | 0.3489 | 0.23884 | 0.1074 | 0.016337 | 0 | 0 | 0 | 0 | 0 | 4.3722 | 93 | 406.6192 | 0.44407
PA | solar pv | Fall | 0 | 0 | 0 | 0 | 0.0056039 | 0.070138 | 0.20682 | 0.33092 | 0.40183 | 0.42633 | 0.41906 | 0.40749 | 0.40733 | 0.40812 | 0.39521 | 0.33452 | 0.21507 | 0.086905 | 0.010363 | 0 | 0 | 0 | 0 | 0 | 4.1257 | 88 | 363.0615 | 0.42633
PA | solar pv | Summer Peak | 0 | 0 | 0 | 0 | 0.0096711 | 0.14614 | 0.35042 | 0.46599 | 0.5165 | 0.52894 | 0.49118 | 0.48264 | 0.46152 | 0.4258 | 0.43663 | 0.39603 | 0.32833 | 0.20942 | 0.035856 | 0 | 0 | 0 | 0 | 0 | 5.2851 | 6 | 31.7103 | 0.52894
PA | solar pv | Winter Peak | 0 | 0 | 0 | 0 | 0 | 0 | 0.00010102 | 0.065118 | 0.23245 | 0.2973 | 0.3083 | 0.29902 | 0.31648 | 0.35099 | 0.29813 | 0.18877 | 0.016527 | 0 | 0 | 0 | 0 | 0 | 0 | 0 | 2.3732 | 8 | 18.9854 | 0.35099
PA | solar thermal | Winter | 0 | 0 | 0 | 0 | 0 | 0 | 0 | 0 | 0 | 0.08597 | 0.37963 | 0.49887 | 0.49723 | 0.48344 | 0.47116 | 0.48279 | 0.49202 | 0.44649 | 0.21282 | 0.015243 | 0 | 0 | 0 | 0 | 4.0657 | 51 | 207.3489 | 0.49887
PA | solar thermal | Spring | 0 | 0 | 0 | 0 | 0 | 0 | 0 | 0.0076376 | 0.18687 | 0.48014 | 0.63047 | 0.67382 | 0.67706 | 0.67418 | 0.66674 | 0.6665 | 0.66683 | 0.64842 | 0.56803 | 0.30656 | 0.039289 | 0 | 0 | 0 | 6.8926 | 119 | 820.2151 | 0.67706
PA | solar thermal | Summer | 0 | 0 | 0 | 0 | 0 | 0 | 0 | 0.024165 | 0.27576 | 0.51489 | 0.59949 | 0.63012 | 0.63917 | 0.63842 | 0.63267 | 0.62353 | 0.61338 | 0.59439 | 0.54207 | 0.40006 | 0.11962 | 2.6056e-06 | 0 | 0 | 6.8477 | 93 | 636.8383 | 0.63917
PA | solar thermal | Fall | 0 | 0 | 0 | 0 | 0 | 0 | 0 | 0 | 0.054994 | 0.36422 | 0.55217 | 0.58569 | 0.57826 | 0.56812 | 0.56341 | 0.56827 | 0.56955 | 0.52878 | 0.35579 | 0.077412 | 3.2207e-05 | 0 | 0 | 0 | 5.3667 | 88 | 472.2691 | 0.58569
PA | solar thermal | Summer Peak | 0 | 0 | 0 | 0 | 0 | 0 | 0 | 0.027732 | 0.38084 | 0.62249 | 0.69231 | 0.71807 | 0.7248 | 0.72465 | 0.72329 | 0.72571 | 0.72389 | 0.71218 | 0.67311 | 0.55977 | 0.22117 | 0 | 0 | 0 | 8.23 | 6 | 49.3801 | 0.72571
PA | solar thermal | Winter Peak | 0 | 0 | 0 | 0 | 0 | 0 | 0 | 0 | 0 | 0.0026447 | 0.27588 | 0.35613 | 0.39021 | 0.41121 | 0.42512 | 0.48557 | 0.52766 | 0.49305 | 0.19344 | 0 | 0 | 0 | 0 | 0 | 3.5609 | 8 | 28.4872 | 0.52766
PA | natural gas steam turbine | Winter | 0.2114 | 0.2114 | 0.2114 | 0.2114 | 0.2114 | 0.2114 | 0.2114 | 0.2114 | 0.2114 | 0.2114 | 0.2114 | 0.2114 | 0.2114 | 0.2114 | 0.2114 | 0.2114 | 0.2114 | 0.2114 | 0.2114 | 0.2114 | 0.2114 | 0.2114 | 0.2114 | 0.2114 | 5.0736 | 51 | 258.7536 | 0.2114
PA | natural gas steam turbine | Spring | 0.2114 | 0.2114 | 0.2114 | 0.2114 | 0.2114 | 0.2114 | 0.2114 | 0.2114 | 0.2114 | 0.2114 | 0.2114 | 0.2114 | 0.2114 | 0.2114 | 0.2114 | 0.2114 | 0.2114 | 0.2114 | 0.2114 | 0.2114 | 0.2114 | 0.2114 | 0.2114 | 0.2114 | 5.0736 | 119 | 603.7584 | 0.2114
PA | natural gas steam turbine | Summer | 0.2114 | 0.2114 | 0.2114 | 0.2114 | 0.2114 | 0.2114 | 0.2114 | 0.2114 | 0.2114 | 0.2114 | 0.2114 | 0.2114 | 0.2114 | 0.2114 | 0.2114 | 0.2114 | 0.2114 | 0.2114 | 0.2114 | 0.2114 | 0.2114 | 0.2114 | 0.2114 | 0.2114 | 5.0736 | 93 | 471.8448 | 0.2114
PA | natural gas steam turbine | Fall | 0.2114 | 0.2114 | 0.2114 | 0.2114 | 0.2114 | 0.2114 | 0.2114 | 0.2114 | 0.2114 | 0.2114 | 0.2114 | 0.2114 | 0.2114 | 0.2114 | 0.2114 | 0.2114 | 0.2114 | 0.2114 | 0.2114 | 0.2114 | 0.2114 | 0.2114 | 0.2114 | 0.2114 | 5.0736 | 88 | 446.4768 | 0.2114
PA | natural gas steam turbine | Summer Peak | 0.2114 | 0.2114 | 0.2114 | 0.2114 | 0.2114 | 0.2114 | 0.2114 | 0.2114 | 0.2114 | 0.2114 | 0.2114 | 0.2114 | 0.2114 | 0.2114 | 0.2114 | 0.2114 | 0.2114 | 0.2114 | 0.2114 | 0.2114 | 0.2114 | 0.2114 | 0.2114 | 0.2114 | 5.0736 | 6 | 30.4416 | 0.2114
PA | natural gas steam turbine | Winter Peak | 0.2114 | 0.2114 | 0.2114 | 0.2114 | 0.2114 | 0.2114 | 0.2114 | 0.2114 | 0.2114 | 0.2114 | 0.2114 | 0.2114 | 0.2114 | 0.2114 | 0.2114 | 0.2114 | 0.2114 | 0.2114 | 0.2114 | 0.2114 | 0.2114 | 0.2114 | 0.2114 | 0.2114 | 5.0736 | 8 | 40.5888 | 0.2114
RI | biomass ccs | Winter | 0.8 | 0.8 | 0.8 | 0.8 | 0.8 | 0.8 | 0.8 | 0.8 | 0.8 | 0.8 | 0.8 | 0.8 | 0.8 | 0.8 | 0.8 | 0.8 | 0.8 | 0.8 | 0.8 | 0.8 | 0.8 | 0.8 | 0.8 | 0.8 | 19.2 | 31 | 595.2 | 0.8
RI | biomass ccs | Spring | 0.8 | 0.8 | 0.8 | 0.8 | 0.8 | 0.8 | 0.8 | 0.8 | 0.8 | 0.8 | 0.8 | 0.8 | 0.8 | 0.8 | 0.8 | 0.8 | 0.8 | 0.8 | 0.8 | 0.8 | 0.8 | 0.8 | 0.8 | 0.8 | 19.2 | 103 | 1977.6 | 0.8
RI | biomass ccs | Summer | 0.8 | 0.8 | 0.8 | 0.8 | 0.8 | 0.8 | 0.8 | 0.8 | 0.8 | 0.8 | 0.8 | 0.8 | 0.8 | 0.8 | 0.8 | 0.8 | 0.8 | 0.8 | 0.8 | 0.8 | 0.8 | 0.8 | 0.8 | 0.8 | 19.2 | 116 | 2227.2 | 0.8
RI | biomass ccs | Fall | 0.8 | 0.8 | 0.8 | 0.8 | 0.8 | 0.8 | 0.8 | 0.8 | 0.8 | 0.8 | 0.8 | 0.8 | 0.8 | 0.8 | 0.8 | 0.8 | 0.8 | 0.8 | 0.8 | 0.8 | 0.8 | 0.8 | 0.8 | 0.8 | 19.2 | 89 | 1708.8 | 0.8
RI | biomass ccs | Summer Peak | 0.8 | 0.8 | 0.8 | 0.8 | 0.8 | 0.8 | 0.8 | 0.8 | 0.8 | 0.8 | 0.8 | 0.8 | 0.8 | 0.8 | 0.8 | 0.8 | 0.8 | 0.8 | 0.8 | 0.8 | 0.8 | 0.8 | 0.8 | 0.8 | 19.2 | 15 | 288 | 0.8
RI | biomass ccs | Winter Peak | 0.8 | 0.8 | 0.8 | 0.8 | 0.8 | 0.8 | 0.8 | 0.8 | 0.8 | 0.8 | 0.8 | 0.8 | 0.8 | 0.8 | 0.8 | 0.8 | 0.8 | 0.8 | 0.8 | 0.8 | 0.8 | 0.8 | 0.8 | 0.8 | 19.2 | 11 | 211.2 | 0.8
RI | biomass | Winter | 0.5447 | 0.5447 | 0.5447 | 0.5447 | 0.5447 | 0.5447 | 0.5447 | 0.5447 | 0.5447 | 0.5447 | 0.5447 | 0.5447 | 0.5447 | 0.5447 | 0.5447 | 0.5447 | 0.5447 | 0.5447 | 0.5447 | 0.5447 | 0.5447 | 0.5447 | 0.5447 | 0.5447 | 13.0728 | 31 | 405.2568 | 0.5447
RI | biomass | Spring | 0.5447 | 0.5447 | 0.5447 | 0.5447 | 0.5447 | 0.5447 | 0.5447 | 0.5447 | 0.5447 | 0.5447 | 0.5447 | 0.5447 | 0.5447 | 0.5447 | 0.5447 | 0.5447 | 0.5447 | 0.5447 | 0.5447 | 0.5447 | 0.5447 | 0.5447 | 0.5447 | 0.5447 | 13.0728 | 103 | 1346.4984 | 0.5447
RI | biomass | Summer | 0.5447 | 0.5447 | 0.5447 | 0.5447 | 0.5447 | 0.5447 | 0.5447 | 0.5447 | 0.5447 | 0.5447 | 0.5447 | 0.5447 | 0.5447 | 0.5447 | 0.5447 | 0.5447 | 0.5447 | 0.5447 | 0.5447 | 0.5447 | 0.5447 | 0.5447 | 0.5447 | 0.5447 | 13.0728 | 116 | 1516.4448 | 0.5447
RI | biomass | Fall | 0.5447 | 0.5447 | 0.5447 | 0.5447 | 0.5447 | 0.5447 | 0.5447 | 0.5447 | 0.5447 | 0.5447 | 0.5447 | 0.5447 | 0.5447 | 0.5447 | 0.5447 | 0.5447 | 0.5447 | 0.5447 | 0.5447 | 0.5447 | 0.5447 | 0.5447 | 0.5447 | 0.5447 | 13.0728 | 89 | 1163.4792 | 0.5447
RI | biomass | Summer Peak | 0.5447 | 0.5447 | 0.5447 | 0.5447 | 0.5447 | 0.5447 | 0.5447 | 0.5447 | 0.5447 | 0.5447 | 0.5447 | 0.5447 | 0.5447 | 0.5447 | 0.5447 | 0.5447 | 0.5447 | 0.5447 | 0.5447 | 0.5447 | 0.5447 | 0.5447 | 0.5447 | 0.5447 | 13.0728 | 15 | 196.092 | 0.5447
RI | biomass | Winter Peak | 0.5447 | 0.5447 | 0.5447 | 0.5447 | 0.5447 | 0.5447 | 0.5447 | 0.5447 | 0.5447 | 0.5447 | 0.5447 | 0.5447 | 0.5447 | 0.5447 | 0.5447 | 0.5447 | 0.5447 | 0.5447 | 0.5447 | 0.5447 | 0.5447 | 0.5447 | 0.5447 | 0.5447 | 13.0728 | 11 | 143.8008 | 0.5447
RI | natural gas combined cycle ccs | Winter | 0.8 | 0.8 | 0.8 | 0.8 | 0.8 | 0.8 | 0.8 | 0.8 | 0.8 | 0.8 | 0.8 | 0.8 | 0.8 | 0.8 | 0.8 | 0.8 | 0.8 | 0.8 | 0.8 | 0.8 | 0.8 | 0.8 | 0.8 | 0.8 | 19.2 | 31 | 595.2 | 0.8
RI | natural gas combined cycle ccs | Spring | 0.8 | 0.8 | 0.8 | 0.8 | 0.8 | 0.8 | 0.8 | 0.8 | 0.8 | 0.8 | 0.8 | 0.8 | 0.8 | 0.8 | 0.8 | 0.8 | 0.8 | 0.8 | 0.8 | 0.8 | 0.8 | 0.8 | 0.8 | 0.8 | 19.2 | 103 | 1977.6 | 0.8
RI | natural gas combined cycle ccs | Summer | 0.8 | 0.8 | 0.8 | 0.8 | 0.8 | 0.8 | 0.8 | 0.8 | 0.8 | 0.8 | 0.8 | 0.8 | 0.8 | 0.8 | 0.8 | 0.8 | 0.8 | 0.8 | 0.8 | 0.8 | 0.8 | 0.8 | 0.8 | 0.8 | 19.2 | 116 | 2227.2 | 0.8
RI | natural gas combined cycle ccs | Fall | 0.8 | 0.8 | 0.8 | 0.8 | 0.8 | 0.8 | 0.8 | 0.8 | 0.8 | 0.8 | 0.8 | 0.8 | 0.8 | 0.8 | 0.8 | 0.8 | 0.8 | 0.8 | 0.8 | 0.8 | 0.8 | 0.8 | 0.8 | 0.8 | 19.2 | 89 | 1708.8 | 0.8
RI | natural gas combined cycle ccs | Summer Peak | 0.8 | 0.8 | 0.8 | 0.8 | 0.8 | 0.8 | 0.8 | 0.8 | 0.8 | 0.8 | 0.8 | 0.8 | 0.8 | 0.8 | 0.8 | 0.8 | 0.8 | 0.8 | 0.8 | 0.8 | 0.8 | 0.8 | 0.8 | 0.8 | 19.2 | 15 | 288 | 0.8
RI | natural gas combined cycle ccs | Winter Peak | 0.8 | 0.8 | 0.8 | 0.8 | 0.8 | 0.8 | 0.8 | 0.8 | 0.8 | 0.8 | 0.8 | 0.8 | 0.8 | 0.8 | 0.8 | 0.8 | 0.8 | 0.8 | 0.8 | 0.8 | 0.8 | 0.8 | 0.8 | 0.8 | 19.2 | 11 | 211.2 | 0.8
RI | natural gas combined cycle | Winter | 0.5521 | 0.5521 | 0.5521 | 0.5521 | 0.5521 | 0.5521 | 0.5521 | 0.5521 | 0.5521 | 0.5521 | 0.5521 | 0.5521 | 0.5521 | 0.5521 | 0.5521 | 0.5521 | 0.5521 | 0.5521 | 0.5521 | 0.5521 | 0.5521 | 0.5521 | 0.5521 | 0.5521 | 13.2504 | 31 | 410.7624 | 0.5521
RI | natural gas combined cycle | Spring | 0.5521 | 0.5521 | 0.5521 | 0.5521 | 0.5521 | 0.5521 | 0.5521 | 0.5521 | 0.5521 | 0.5521 | 0.5521 | 0.5521 | 0.5521 | 0.5521 | 0.5521 | 0.5521 | 0.5521 | 0.5521 | 0.5521 | 0.5521 | 0.5521 | 0.5521 | 0.5521 | 0.5521 | 13.2504 | 103 | 1364.7912 | 0.5521
RI | natural gas combined cycle | Summer | 0.5521 | 0.5521 | 0.5521 | 0.5521 | 0.5521 | 0.5521 | 0.5521 | 0.5521 | 0.5521 | 0.5521 | 0.5521 | 0.5521 | 0.5521 | 0.5521 | 0.5521 | 0.5521 | 0.5521 | 0.5521 | 0.5521 | 0.5521 | 0.5521 | 0.5521 | 0.5521 | 0.5521 | 13.2504 | 116 | 1537.0464 | 0.5521
RI | natural gas combined cycle | Fall | 0.5521 | 0.5521 | 0.5521 | 0.5521 | 0.5521 | 0.5521 | 0.5521 | 0.5521 | 0.5521 | 0.5521 | 0.5521 | 0.5521 | 0.5521 | 0.5521 | 0.5521 | 0.5521 | 0.5521 | 0.5521 | 0.5521 | 0.5521 | 0.5521 | 0.5521 | 0.5521 | 0.5521 | 13.2504 | 89 | 1179.2856 | 0.5521
RI | natural gas combined cycle | Summer Peak | 0.5521 | 0.5521 | 0.5521 | 0.5521 | 0.5521 | 0.5521 | 0.5521 | 0.5521 | 0.5521 | 0.5521 | 0.5521 | 0.5521 | 0.5521 | 0.5521 | 0.5521 | 0.5521 | 0.5521 | 0.5521 | 0.5521 | 0.5521 | 0.5521 | 0.5521 | 0.5521 | 0.5521 | 13.2504 | 15 | 198.756 | 0.5521
RI | natural gas combined cycle | Winter Peak | 0.5521 | 0.5521 | 0.5521 | 0.5521 | 0.5521 | 0.5521 | 0.5521 | 0.5521 | 0.5521 | 0.5521 | 0.5521 | 0.5521 | 0.5521 | 0.5521 | 0.5521 | 0.5521 | 0.5521 | 0.5521 | 0.5521 | 0.5521 | 0.5521 | 0.5521 | 0.5521 | 0.5521 | 13.2504 | 11 | 145.7544 | 0.5521
RI | crude oil | Winter | 0.001 | 0.001 | 0.001 | 0.001 | 0.001 | 0.001 | 0.001 | 0.001 | 0.001 | 0.001 | 0.001 | 0.001 | 0.001 | 0.001 | 0.001 | 0.001 | 0.001 | 0.001 | 0.001 | 0.001 | 0.001 | 0.001 | 0.001 | 0.001 | 0.024 | 31 | 0.744 | 0.001
RI | crude oil | Spring | 0.001 | 0.001 | 0.001 | 0.001 | 0.001 | 0.001 | 0.001 | 0.001 | 0.001 | 0.001 | 0.001 | 0.001 | 0.001 | 0.001 | 0.001 | 0.001 | 0.001 | 0.001 | 0.001 | 0.001 | 0.001 | 0.001 | 0.001 | 0.001 | 0.024 | 103 | 2.472 | 0.001
RI | crude oil | Summer | 0.001 | 0.001 | 0.001 | 0.001 | 0.001 | 0.001 | 0.001 | 0.001 | 0.001 | 0.001 | 0.001 | 0.001 | 0.001 | 0.001 | 0.001 | 0.001 | 0.001 | 0.001 | 0.001 | 0.001 | 0.001 | 0.001 | 0.001 | 0.001 | 0.024 | 116 | 2.784 | 0.001
RI | crude oil | Fall | 0.001 | 0.001 | 0.001 | 0.001 | 0.001 | 0.001 | 0.001 | 0.001 | 0.001 | 0.001 | 0.001 | 0.001 | 0.001 | 0.001 | 0.001 | 0.001 | 0.001 | 0.001 | 0.001 | 0.001 | 0.001 | 0.001 | 0.001 | 0.001 | 0.024 | 89 | 2.136 | 0.001
RI | crude oil | Summer Peak | 0.001 | 0.001 | 0.001 | 0.001 | 0.001 | 0.001 | 0.001 | 0.001 | 0.001 | 0.001 | 0.001 | 0.001 | 0.001 | 0.001 | 0.001 | 0.001 | 0.001 | 0.001 | 0.001 | 0.001 | 0.001 | 0.001 | 0.001 | 0.001 | 0.024 | 15 | 0.36 | 0.001
RI | crude oil | Winter Peak | 0.001 | 0.001 | 0.001 | 0.001 | 0.001 | 0.001 | 0.001 | 0.001 | 0.001 | 0.001 | 0.001 | 0.001 | 0.001 | 0.001 | 0.001 | 0.001 | 0.001 | 0.001 | 0.001 | 0.001 | 0.001 | 0.001 | 0.001 | 0.001 | 0.024 | 11 | 0.264 | 0.001
RI | geothermal | Winter | 0.6595 | 0.6595 | 0.6595 | 0.6595 | 0.6595 | 0.6595 | 0.6595 | 0.6595 | 0.6595 | 0.6595 | 0.6595 | 0.6595 | 0.6595 | 0.6595 | 0.6595 | 0.6595 | 0.6595 | 0.6595 | 0.6595 | 0.6595 | 0.6595 | 0.6595 | 0.6595 | 0.6595 | 15.828 | 31 | 490.668 | 0.6595
RI | geothermal | Spring | 0.6595 | 0.6595 | 0.6595 | 0.6595 | 0.6595 | 0.6595 | 0.6595 | 0.6595 | 0.6595 | 0.6595 | 0.6595 | 0.6595 | 0.6595 | 0.6595 | 0.6595 | 0.6595 | 0.6595 | 0.6595 | 0.6595 | 0.6595 | 0.6595 | 0.6595 | 0.6595 | 0.6595 | 15.828 | 103 | 1630.284 | 0.6595
RI | geothermal | Summer | 0.6595 | 0.6595 | 0.6595 | 0.6595 | 0.6595 | 0.6595 | 0.6595 | 0.6595 | 0.6595 | 0.6595 | 0.6595 | 0.6595 | 0.6595 | 0.6595 | 0.6595 | 0.6595 | 0.6595 | 0.6595 | 0.6595 | 0.6595 | 0.6595 | 0.6595 | 0.6595 | 0.6595 | 15.828 | 116 | 1836.048 | 0.6595
RI | geothermal | Fall | 0.6595 | 0.6595 | 0.6595 | 0.6595 | 0.6595 | 0.6595 | 0.6595 | 0.6595 | 0.6595 | 0.6595 | 0.6595 | 0.6595 | 0.6595 | 0.6595 | 0.6595 | 0.6595 | 0.6595 | 0.6595 | 0.6595 | 0.6595 | 0.6595 | 0.6595 | 0.6595 | 0.6595 | 15.828 | 89 | 1408.692 | 0.6595
RI | geothermal | Summer Peak | 0.6595 | 0.6595 | 0.6595 | 0.6595 | 0.6595 | 0.6595 | 0.6595 | 0.6595 | 0.6595 | 0.6595 | 0.6595 | 0.6595 | 0.6595 | 0.6595 | 0.6595 | 0.6595 | 0.6595 | 0.6595 | 0.6595 | 0.6595 | 0.6595 | 0.6595 | 0.6595 | 0.6595 | 15.828 | 15 | 237.42 | 0.6595
RI | geothermal | Winter Peak | 0.6595 | 0.6595 | 0.6595 | 0.6595 | 0.6595 | 0.6595 | 0.6595 | 0.6595 | 0.6595 | 0.6595 | 0.6595 | 0.6595 | 0.6595 | 0.6595 | 0.6595 | 0.6595 | 0.6595 | 0.6595 | 0.6595 | 0.6595 | 0.6595 | 0.6595 | 0.6595 | 0.6595 | 15.828 | 11 | 174.108 | 0.6595
RI | hard coal ccs | Winter | 0.8 | 0.8 | 0.8 | 0.8 | 0.8 | 0.8 | 0.8 | 0.8 | 0.8 | 0.8 | 0.8 | 0.8 | 0.8 | 0.8 | 0.8 | 0.8 | 0.8 | 0.8 | 0.8 | 0.8 | 0.8 | 0.8 | 0.8 | 0.8 | 19.2 | 31 | 595.2 | 0.8
RI | hard coal ccs | Spring | 0.8 | 0.8 | 0.8 | 0.8 | 0.8 | 0.8 | 0.8 | 0.8 | 0.8 | 0.8 | 0.8 | 0.8 | 0.8 | 0.8 | 0.8 | 0.8 | 0.8 | 0.8 | 0.8 | 0.8 | 0.8 | 0.8 | 0.8 | 0.8 | 19.2 | 103 | 1977.6 | 0.8
RI | hard coal ccs | Summer | 0.8 | 0.8 | 0.8 | 0.8 | 0.8 | 0.8 | 0.8 | 0.8 | 0.8 | 0.8 | 0.8 | 0.8 | 0.8 | 0.8 | 0.8 | 0.8 | 0.8 | 0.8 | 0.8 | 0.8 | 0.8 | 0.8 | 0.8 | 0.8 | 19.2 | 116 | 2227.2 | 0.8
RI | hard coal ccs | Fall | 0.8 | 0.8 | 0.8 | 0.8 | 0.8 | 0.8 | 0.8 | 0.8 | 0.8 | 0.8 | 0.8 | 0.8 | 0.8 | 0.8 | 0.8 | 0.8 | 0.8 | 0.8 | 0.8 | 0.8 | 0.8 | 0.8 | 0.8 | 0.8 | 19.2 | 89 | 1708.8 | 0.8
RI | hard coal ccs | Summer Peak | 0.8 | 0.8 | 0.8 | 0.8 | 0.8 | 0.8 | 0.8 | 0.8 | 0.8 | 0.8 | 0.8 | 0.8 | 0.8 | 0.8 | 0.8 | 0.8 | 0.8 | 0.8 | 0.8 | 0.8 | 0.8 | 0.8 | 0.8 | 0.8 | 19.2 | 15 | 288 | 0.8
RI | hard coal ccs | Winter Peak | 0.8 | 0.8 | 0.8 | 0.8 | 0.8 | 0.8 | 0.8 | 0.8 | 0.8 | 0.8 | 0.8 | 0.8 | 0.8 | 0.8 | 0.8 | 0.8 | 0.8 | 0.8 | 0.8 | 0.8 | 0.8 | 0.8 | 0.8 | 0.8 | 19.2 | 11 | 211.2 | 0.8
RI | hard coal | Winter | 0.40286 | 0.38484 | 0.38052 | 0.38156 | 0.39656 | 0.44033 | 0.4956 | 0.50595 | 0.47042 | 0.44426 | 0.43407 | 0.42984 | 0.42224 | 0.40799 | 0.40037 | 0.41487 | 0.47711 | 0.54628 | 0.5718 | 0.57395 | 0.56734 | 0.54245 | 0.492 | 0.43964 | 11.0229 | 31 | 341.7084 | 0.57395
RI | hard coal | Spring | 0.21347 | 0.20054 | 0.19695 | 0.19767 | 0.2029 | 0.22175 | 0.23762 | 0.23437 | 0.22853 | 0.22771 | 0.23753 | 0.2498 | 0.26054 | 0.26636 | 0.27367 | 0.28226 | 0.30803 | 0.35249 | 0.37359 | 0.39028 | 0.38938 | 0.37279 | 0.30926 | 0.24594 | 6.4734 | 103 | 666.7634 | 0.39028
RI | hard coal | Summer | 0.51173 | 0.47503 | 0.45378 | 0.44577 | 0.44956 | 0.46083 | 0.46165 | 0.47788 | 0.50304 | 0.52847 | 0.58082 | 0.6351 | 0.67881 | 0.70632 | 0.72243 | 0.73424 | 0.74334 | 0.75227 | 0.7666 | 0.77764 | 0.77313 | 0.74761 | 0.66965 | 0.57496 | 14.6307 | 116 | 1697.1565 | 0.77764
RI | hard coal | Fall | 0.33066 | 0.3167 | 0.31229 | 0.3118 | 0.31644 | 0.34316 | 0.37529 | 0.36488 | 0.36073 | 0.36436 | 0.3755 | 0.39799 | 0.42216 | 0.43955 | 0.44801 | 0.46703 | 0.5118 | 0.54472 | 0.56101 | 0.56079 | 0.54882 | 0.49924 | 0.42424 | 0.35877 | 9.9559 | 89 | 886.0771 | 0.56101
RI | hard coal | Summer Peak | 0.66429 | 0.58884 | 0.53738 | 0.51038 | 0.50736 | 0.51103 | 0.50304 | 0.56634 | 0.62225 | 0.69456 | 0.74832 | 0.7907 | 0.81126 | 0.82265 | 0.82815 | 0.83049 | 0.8324 | 0.83786 | 0.84636 | 0.8498 | 0.85666 | 0.85535 | 0.8456 | 0.77963 | 17.2407 | 15 | 258.6106 | 0.85666
RI | hard coal | Winter Peak | 0.57248 | 0.55309 | 0.53633 | 0.53486 | 0.55515 | 0.60427 | 0.67402 | 0.6932 | 0.61031 | 0.56977 | 0.55938 | 0.55444 | 0.53895 | 0.50801 | 0.49228 | 0.52273 | 0.63443 | 0.64726 | 0.69337 | 0.69283 | 0.6956 | 0.6808 | 0.65612 | 0.60761 | 14.3873 | 11 | 158.2601 | 0.6956
RI | heavy or residual fuel oil | Winter | 0 | 0 | 0 | 0 | 0 | 0 | 0 | 0 | 0 | 0 | 0 | 0 | 0 | 0 | 0 | 0 | 0 | 0 | 0 | 0 | 0 | 0 | 0 | 0 | 0 | 31 | 0 | 0
RI | heavy or residual fuel oil | Spring | 0 | 0 | 0 | 0 | 0 | 0 | 0 | 0 | 0 | 0 | 0 | 0 | 0 | 0 | 0 | 0 | 0 | 0 | 0 | 0 | 0 | 0 | 0 | 0 | 0 | 103 | 0 | 0
RI | heavy or residual fuel oil | Summer | 0 | 0 | 0 | 0 | 0 | 0 | 0 | 0 | 0 | 0 | 0 | 0 | 0 | 0 | 0 | 0 | 0 | 0 | 0 | 0 | 0 | 0 | 0 | 0 | 0 | 116 | 0 | 0
RI | heavy or residual fuel oil | Fall | 0 | 0 | 0 | 0 | 0 | 0 | 0 | 0 | 0 | 0 | 0 | 0 | 0 | 0 | 0 | 0 | 0 | 0 | 0 | 0 | 0 | 0 | 0 | 0 | 0 | 89 | 0 | 0
RI | heavy or residual fuel oil | Summer Peak | 0 | 0 | 0 | 0 | 0 | 0 | 0 | 0 | 0 | 0 | 0 | 0 | 0 | 0 | 0 | 0 | 0 | 0 | 0 | 0 | 0 | 0 | 0 | 0 | 0 | 15 | 0 | 0
RI | heavy or residual fuel oil | Winter Peak | 0 | 0 | 0 | 0 | 0 | 0 | 0 | 0 | 0 | 0 | 0 | 0 | 0 | 0 | 0 | 0 | 0 | 0 | 0 | 0 | 0 | 0 | 0 | 0 | 0 | 11 | 0 | 0
RI | hydro | Winter | 0.35641 | 0.35641 | 0.35641 | 0.35641 | 0.35641 | 0.35641 | 0.35641 | 0.35641 | 0.35641 | 0.35641 | 0.35641 | 0.35641 | 0.35641 | 0.35641 | 0.35641 | 0.35641 | 0.35641 | 0.35641 | 0.35641 | 0.35641 | 0.35641 | 0.35641 | 0.35641 | 0.35641 | 8.554 | 31 | 265.1725 | 0.35641
RI | hydro | Spring | 0.35234 | 0.35234 | 0.35234 | 0.35234 | 0.35234 | 0.35234 | 0.35234 | 0.35234 | 0.35234 | 0.35234 | 0.35234 | 0.35234 | 0.35234 | 0.35234 | 0.35234 | 0.35234 | 0.35234 | 0.35234 | 0.35234 | 0.35234 | 0.35234 | 0.35234 | 0.35234 | 0.35234 | 8.4561 | 103 | 870.9732 | 0.35234
RI | hydro | Summer | 0.35079 | 0.35079 | 0.35079 | 0.35079 | 0.35079 | 0.35079 | 0.35079 | 0.35079 | 0.35079 | 0.35079 | 0.35079 | 0.35079 | 0.35079 | 0.35079 | 0.35079 | 0.35079 | 0.35079 | 0.35079 | 0.35079 | 0.35079 | 0.35079 | 0.35079 | 0.35079 | 0.35079 | 8.4191 | 116 | 976.611 | 0.35079
RI | hydro | Fall | 0.33105 | 0.33105 | 0.33105 | 0.33105 | 0.33105 | 0.33105 | 0.33105 | 0.33105 | 0.33105 | 0.33105 | 0.33105 | 0.33105 | 0.33105 | 0.33105 | 0.33105 | 0.33105 | 0.33105 | 0.33105 | 0.33105 | 0.33105 | 0.33105 | 0.33105 | 0.33105 | 0.33105 | 7.9452 | 89 | 707.1267 | 0.33105
RI | hydro | Summer Peak | 0.28146 | 0.28146 | 0.28146 | 0.28146 | 0.28146 | 0.28146 | 0.28146 | 0.28146 | 0.28146 | 0.28146 | 0.28146 | 0.28146 | 0.28146 | 0.28146 | 0.28146 | 0.28146 | 0.28146 | 0.28146 | 0.28146 | 0.28146 | 0.28146 | 0.28146 | 0.28146 | 0.28146 | 6.7551 | 15 | 101.3261 | 0.28146
RI | hydro | Winter Peak | 0.35931 | 0.35931 | 0.35931 | 0.35931 | 0.35931 | 0.35931 | 0.35931 | 0.35931 | 0.35931 | 0.35931 | 0.35931 | 0.35931 | 0.35931 | 0.35931 | 0.35931 | 0.35931 | 0.35931 | 0.35931 | 0.35931 | 0.35931 | 0.35931 | 0.35931 | 0.35931 | 0.35931 | 8.6235 | 11 | 94.8585 | 0.35931
RI | hydrogen combined cycle | Winter | 0.09543 | 0.09543 | 0.09543 | 0.09543 | 0.09543 | 0.09543 | 0.10718 | 0.12364 | 0.11081 | 0.1091 | 0.11081 | 0.11251 | 0.11081 | 0.10739 | 0.11081 | 0.13199 | 0.16438 | 0.19622 | 0.21129 | 0.20958 | 0.20787 | 0.18623 | 0.15352 | 0.11252 | 3.1492 | 31 | 97.6259 | 0.21129
RI | hydrogen combined cycle | Spring | 0.054383 | 0.054383 | 0.054383 | 0.054383 | 0.054383 | 0.054383 | 0.054383 | 0.054383 | 0.054383 | 0.054383 | 0.054383 | 0.060791 | 0.067228 | 0.069334 | 0.082938 | 0.08639 | 0.10504 | 0.11929 | 0.13224 | 0.12717 | 0.12194 | 0.1202 | 0.077877 | 0.056518 | 1.8252 | 103 | 187.9914 | 0.13224
RI | hydrogen combined cycle | Summer | 1 | 1 | 1 | 0.99454 | 0.98341 | 0.97212 | 0.94214 | 0.95223 | 1 | 1 | 1 | 1 | 1 | 1 | 1 | 1 | 1 | 1 | 1 | 1 | 1 | 1 | 1 | 1 | 23.8444 | 116 | 2765.9544 | 1
RI | hydrogen combined cycle | Fall | 0.44664 | 0.42012 | 0.41415 | 0.41368 | 0.41368 | 0.42818 | 0.42013 | 0.43624 | 0.44348 | 0.46999 | 0.51185 | 0.52169 | 0.5381 | 0.54133 | 0.56367 | 0.63285 | 0.71014 | 0.73829 | 0.74246 | 0.73432 | 0.72669 | 0.68073 | 0.57834 | 0.47764 | 13.0044 | 89 | 1157.3897 | 0.74246
RI | hydrogen combined cycle | Summer Peak | 1 | 1 | 1 | 1 | 1 | 1 | 1 | 1 | 1 | 1 | 1 | 1 | 1 | 1 | 1 | 1 | 1 | 1 | 1 | 1 | 1 | 1 | 1 | 1 | 24 | 15 | 360 | 1
RI | hydrogen combined cycle | Winter Peak | 0 | 0 | 0 | 0 | 0 | 0 | 0 | 0 | 0 | 0 | 0 | 0 | 0 | 0 | 0 | 0 | 0 | 0 | 0 | 0 | 0 | 0 | 0 | 0 | 0 | 11 | 0 | 0
RI | hydrogen ct | Winter | 0.085117 | 0.083885 | 0.083381 | 0.082937 | 0.082666 | 0.082009 | 0.081591 | 0.089376 | 0.089832 | 0.082505 | 0.089107 | 0.11878 | 0.18205 | 0.24785 | 0.30981 | 0.35564 | 0.40287 | 0.47964 | 0.5792 | 0.52964 | 0.31731 | 0.20668 | 0.0813 | 0.057626 | 4.8008 | 31 | 148.8252 | 0.5792
RI | hydrogen ct | Spring | 0.032872 | 0.03021 | 0.029473 | 0.029226 | 0.028952 | 0.028035 | 0.033073 | 0.032565 | 0.031448 | 0.028725 | 0.029674 | 0.038279 | 0.049067 | 0.067832 | 0.086562 | 0.10814 | 0.14075 | 0.19596 | 0.29406 | 0.27975 | 0.19408 | 0.13064 | 0.065071 | 0.043977 | 2.0284 | 103 | 208.9274 | 0.29406
RI | hydrogen ct | Summer | 0.034849 | 0.03258 | 0.031792 | 0.031632 | 0.031451 | 0.031336 | 0.035821 | 0.040149 | 0.035155 | 0.03035 | 0.033186 | 0.047846 | 0.061783 | 0.079346 | 0.09931 | 0.12227 | 0.15275 | 0.22061 | 0.30973 | 0.27934 | 0.19141 | 0.1217 | 0.060248 | 0.041965 | 2.1566 | 116 | 250.1675 | 0.30973
RI | hydrogen ct | Fall | 0.046872 | 0.045517 | 0.045015 | 0.044618 | 0.044174 | 0.042756 | 0.044431 | 0.046979 | 0.043297 | 0.042513 | 0.043024 | 0.046755 | 0.05736 | 0.080292 | 0.1067 | 0.13187 | 0.17226 | 0.26141 | 0.35493 | 0.30532 | 0.22218 | 0.15391 | 0.080962 | 0.058538 | 2.5217 | 89 | 224.4304 | 0.35493
RI | hydrogen ct | Summer Peak | 0.16239 | 0.13979 | 0.13843 | 0.13762 | 0.13741 | 0.13637 | 0.13635 | 0.1365 | 0.13637 | 0.13655 | 0.13766 | 0.14854 | 0.20209 | 0.30556 | 0.42033 | 0.54147 | 0.66503 | 0.87579 | 1 | 0.8849 | 0.69464 | 0.45084 | 0.22372 | 0.15425 | 8.1026 | 15 | 121.5391 | 1
RI | hydrogen ct | Winter Peak | 0.01001 | 0.0079312 | 0.0073843 | 0.0073843 | 0.0073843 | 0.0073843 | 0.025873 | 0.04349 | 0.02094 | 0.012724 | 0.013024 | 0.013092 | 0.013349 | 0.013673 | 0.013673 | 0.01559 | 0.017046 | 0.040329 | 0.095574 | 0.090833 | 0.057843 | 0.033635 | 0.014605 | 0.011762 | 0.59453 | 11 | 6.5399 | 0.095574
RI | lignite ccs | Winter | 0.8 | 0.8 | 0.8 | 0.8 | 0.8 | 0.8 | 0.8 | 0.8 | 0.8 | 0.8 | 0.8 | 0.8 | 0.8 | 0.8 | 0.8 | 0.8 | 0.8 | 0.8 | 0.8 | 0.8 | 0.8 | 0.8 | 0.8 | 0.8 | 19.2 | 31 | 595.2 | 0.8
RI | lignite ccs | Spring | 0.8 | 0.8 | 0.8 | 0.8 | 0.8 | 0.8 | 0.8 | 0.8 | 0.8 | 0.8 | 0.8 | 0.8 | 0.8 | 0.8 | 0.8 | 0.8 | 0.8 | 0.8 | 0.8 | 0.8 | 0.8 | 0.8 | 0.8 | 0.8 | 19.2 | 103 | 1977.6 | 0.8
RI | lignite ccs | Summer | 0.8 | 0.8 | 0.8 | 0.8 | 0.8 | 0.8 | 0.8 | 0.8 | 0.8 | 0.8 | 0.8 | 0.8 | 0.8 | 0.8 | 0.8 | 0.8 | 0.8 | 0.8 | 0.8 | 0.8 | 0.8 | 0.8 | 0.8 | 0.8 | 19.2 | 116 | 2227.2 | 0.8
RI | lignite ccs | Fall | 0.8 | 0.8 | 0.8 | 0.8 | 0.8 | 0.8 | 0.8 | 0.8 | 0.8 | 0.8 | 0.8 | 0.8 | 0.8 | 0.8 | 0.8 | 0.8 | 0.8 | 0.8 | 0.8 | 0.8 | 0.8 | 0.8 | 0.8 | 0.8 | 19.2 | 89 | 1708.8 | 0.8
RI | lignite ccs | Summer Peak | 0.8 | 0.8 | 0.8 | 0.8 | 0.8 | 0.8 | 0.8 | 0.8 | 0.8 | 0.8 | 0.8 | 0.8 | 0.8 | 0.8 | 0.8 | 0.8 | 0.8 | 0.8 | 0.8 | 0.8 | 0.8 | 0.8 | 0.8 | 0.8 | 19.2 | 15 | 288 | 0.8
RI | lignite ccs | Winter Peak | 0.8 | 0.8 | 0.8 | 0.8 | 0.8 | 0.8 | 0.8 | 0.8 | 0.8 | 0.8 | 0.8 | 0.8 | 0.8 | 0.8 | 0.8 | 0.8 | 0.8 | 0.8 | 0.8 | 0.8 | 0.8 | 0.8 | 0.8 | 0.8 | 19.2 | 11 | 211.2 | 0.8
RI | lignite | Winter | 0.638 | 0.638 | 0.638 | 0.638 | 0.638 | 0.638 | 0.638 | 0.638 | 0.638 | 0.638 | 0.638 | 0.638 | 0.638 | 0.638 | 0.638 | 0.638 | 0.638 | 0.638 | 0.638 | 0.638 | 0.638 | 0.638 | 0.638 | 0.638 | 15.312 | 31 | 474.672 | 0.638
RI | lignite | Spring | 0.638 | 0.638 | 0.638 | 0.638 | 0.638 | 0.638 | 0.638 | 0.638 | 0.638 | 0.638 | 0.638 | 0.638 | 0.638 | 0.638 | 0.638 | 0.638 | 0.638 | 0.638 | 0.638 | 0.638 | 0.638 | 0.638 | 0.638 | 0.638 | 15.312 | 103 | 1577.136 | 0.638
RI | lignite | Summer | 0.638 | 0.638 | 0.638 | 0.638 | 0.638 | 0.638 | 0.638 | 0.638 | 0.638 | 0.638 | 0.638 | 0.638 | 0.638 | 0.638 | 0.638 | 0.638 | 0.638 | 0.638 | 0.638 | 0.638 | 0.638 | 0.638 | 0.638 | 0.638 | 15.312 | 116 | 1776.192 | 0.638
RI | lignite | Fall | 0.638 | 0.638 | 0.638 | 0.638 | 0.638 | 0.638 | 0.638 | 0.638 | 0.638 | 0.638 | 0.638 | 0.638 | 0.638 | 0.638 | 0.638 | 0.638 | 0.638 | 0.638 | 0.638 | 0.638 | 0.638 | 0.638 | 0.638 | 0.638 | 15.312 | 89 | 1362.768 | 0.638
RI | lignite | Summer Peak | 0.638 | 0.638 | 0.638 | 0.638 | 0.638 | 0.638 | 0.638 | 0.638 | 0.638 | 0.638 | 0.638 | 0.638 | 0.638 | 0.638 | 0.638 | 0.638 | 0.638 | 0.638 | 0.638 | 0.638 | 0.638 | 0.638 | 0.638 | 0.638 | 15.312 | 15 | 229.68 | 0.638
RI | lignite | Winter Peak | 0.638 | 0.638 | 0.638 | 0.638 | 0.638 | 0.638 | 0.638 | 0.638 | 0.638 | 0.638 | 0.638 | 0.638 | 0.638 | 0.638 | 0.638 | 0.638 | 0.638 | 0.638 | 0.638 | 0.638 | 0.638 | 0.638 | 0.638 | 0.638 | 15.312 | 11 | 168.432 | 0.638
RI | municipal solid waste | Winter | 0.7342 | 0.7342 | 0.7342 | 0.7342 | 0.7342 | 0.7342 | 0.7342 | 0.7342 | 0.7342 | 0.7342 | 0.7342 | 0.7342 | 0.7342 | 0.7342 | 0.7342 | 0.7342 | 0.7342 | 0.7342 | 0.7342 | 0.7342 | 0.7342 | 0.7342 | 0.7342 | 0.7342 | 17.6208 | 31 | 546.2448 | 0.7342
RI | municipal solid waste | Spring | 0.7342 | 0.7342 | 0.7342 | 0.7342 | 0.7342 | 0.7342 | 0.7342 | 0.7342 | 0.7342 | 0.7342 | 0.7342 | 0.7342 | 0.7342 | 0.7342 | 0.7342 | 0.7342 | 0.7342 | 0.7342 | 0.7342 | 0.7342 | 0.7342 | 0.7342 | 0.7342 | 0.7342 | 17.6208 | 103 | 1814.9424 | 0.7342
RI | municipal solid waste | Summer | 0.7342 | 0.7342 | 0.7342 | 0.7342 | 0.7342 | 0.7342 | 0.7342 | 0.7342 | 0.7342 | 0.7342 | 0.7342 | 0.7342 | 0.7342 | 0.7342 | 0.7342 | 0.7342 | 0.7342 | 0.7342 | 0.7342 | 0.7342 | 0.7342 | 0.7342 | 0.7342 | 0.7342 | 17.6208 | 116 | 2044.0128 | 0.7342
RI | municipal solid waste | Fall | 0.7342 | 0.7342 | 0.7342 | 0.7342 | 0.7342 | 0.7342 | 0.7342 | 0.7342 | 0.7342 | 0.7342 | 0.7342 | 0.7342 | 0.7342 | 0.7342 | 0.7342 | 0.7342 | 0.7342 | 0.7342 | 0.7342 | 0.7342 | 0.7342 | 0.7342 | 0.7342 | 0.7342 | 17.6208 | 89 | 1568.2512 | 0.7342
RI | municipal solid waste | Summer Peak | 0.7342 | 0.7342 | 0.7342 | 0.7342 | 0.7342 | 0.7342 | 0.7342 | 0.7342 | 0.7342 | 0.7342 | 0.7342 | 0.7342 | 0.7342 | 0.7342 | 0.7342 | 0.7342 | 0.7342 | 0.7342 | 0.7342 | 0.7342 | 0.7342 | 0.7342 | 0.7342 | 0.7342 | 17.6208 | 15 | 264.312 | 0.7342
RI | municipal solid waste | Winter Peak | 0.7342 | 0.7342 | 0.7342 | 0.7342 | 0.7342 | 0.7342 | 0.7342 | 0.7342 | 0.7342 | 0.7342 | 0.7342 | 0.7342 | 0.7342 | 0.7342 | 0.7342 | 0.7342 | 0.7342 | 0.7342 | 0.7342 | 0.7342 | 0.7342 | 0.7342 | 0.7342 | 0.7342 | 17.6208 | 11 | 193.8288 | 0.7342
RI | natural gas peaker | Winter | 0.085117 | 0.083885 | 0.083381 | 0.082937 | 0.082666 | 0.082009 | 0.081591 | 0.089376 | 0.089832 | 0.082505 | 0.089107 | 0.11878 | 0.18205 | 0.24785 | 0.30981 | 0.35564 | 0.40287 | 0.47964 | 0.5792 | 0.52964 | 0.31731 | 0.20668 | 0.0813 | 0.057626 | 4.8008 | 31 | 148.8252 | 0.5792
RI | natural gas peaker | Spring | 0.032872 | 0.03021 | 0.029473 | 0.029226 | 0.028952 | 0.028035 | 0.033073 | 0.032565 | 0.031448 | 0.028725 | 0.029674 | 0.038279 | 0.049067 | 0.067832 | 0.086562 | 0.10814 | 0.14075 | 0.19596 | 0.29406 | 0.27975 | 0.19408 | 0.13064 | 0.065071 | 0.043977 | 2.0284 | 103 | 208.9274 | 0.29406
RI | natural gas peaker | Summer | 0.034849 | 0.03258 | 0.031792 | 0.031632 | 0.031451 | 0.031336 | 0.035821 | 0.040149 | 0.035155 | 0.03035 | 0.033186 | 0.047846 | 0.061783 | 0.079346 | 0.09931 | 0.12227 | 0.15275 | 0.22061 | 0.30973 | 0.27934 | 0.19141 | 0.1217 | 0.060248 | 0.041965 | 2.1566 | 116 | 250.1675 | 0.30973
RI | natural gas peaker | Fall | 0.046872 | 0.045517 | 0.045015 | 0.044618 | 0.044174 | 0.042756 | 0.044431 | 0.046979 | 0.043297 | 0.042513 | 0.043024 | 0.046755 | 0.05736 | 0.080292 | 0.1067 | 0.13187 | 0.17226 | 0.26141 | 0.35493 | 0.30532 | 0.22218 | 0.15391 | 0.080962 | 0.058538 | 2.5217 | 89 | 224.4304 | 0.35493
RI | natural gas peaker | Summer Peak | 0.16239 | 0.13979 | 0.13843 | 0.13762 | 0.13741 | 0.13637 | 0.13635 | 0.1365 | 0.13637 | 0.13655 | 0.13766 | 0.14854 | 0.20209 | 0.30556 | 0.42033 | 0.54147 | 0.66503 | 0.87579 | 1 | 0.8849 | 0.69464 | 0.45084 | 0.22372 | 0.15425 | 8.1026 | 15 | 121.5391 | 1
RI | natural gas peaker | Winter Peak | 0.01001 | 0.0079312 | 0.0073843 | 0.0073843 | 0.0073843 | 0.0073843 | 0.025873 | 0.04349 | 0.02094 | 0.012724 | 0.013024 | 0.013092 | 0.013349 | 0.013673 | 0.013673 | 0.01559 | 0.017046 | 0.040329 | 0.095574 | 0.090833 | 0.057843 | 0.033635 | 0.014605 | 0.011762 | 0.59453 | 11 | 6.5399 | 0.095574
RI | nuclear | Winter | 0.909 | 0.909 | 0.909 | 0.909 | 0.909 | 0.909 | 0.909 | 0.909 | 0.909 | 0.909 | 0.909 | 0.909 | 0.909 | 0.909 | 0.909 | 0.909 | 0.909 | 0.909 | 0.909 | 0.909 | 0.909 | 0.909 | 0.909 | 0.909 | 21.816 | 31 | 676.296 | 0.909
RI | nuclear | Spring | 0.909 | 0.909 | 0.909 | 0.909 | 0.909 | 0.909 | 0.909 | 0.909 | 0.909 | 0.909 | 0.909 | 0.909 | 0.909 | 0.909 | 0.909 | 0.909 | 0.909 | 0.909 | 0.909 | 0.909 | 0.909 | 0.909 | 0.909 | 0.909 | 21.816 | 103 | 2247.048 | 0.909
RI | nuclear | Summer | 0.909 | 0.909 | 0.909 | 0.909 | 0.909 | 0.909 | 0.909 | 0.909 | 0.909 | 0.909 | 0.909 | 0.909 | 0.909 | 0.909 | 0.909 | 0.909 | 0.909 | 0.909 | 0.909 | 0.909 | 0.909 | 0.909 | 0.909 | 0.909 | 21.816 | 116 | 2530.656 | 0.909
RI | nuclear | Fall | 0.909 | 0.909 | 0.909 | 0.909 | 0.909 | 0.909 | 0.909 | 0.909 | 0.909 | 0.909 | 0.909 | 0.909 | 0.909 | 0.909 | 0.909 | 0.909 | 0.909 | 0.909 | 0.909 | 0.909 | 0.909 | 0.909 | 0.909 | 0.909 | 21.816 | 89 | 1941.624 | 0.909
RI | nuclear | Summer Peak | 0.909 | 0.909 | 0.909 | 0.909 | 0.909 | 0.909 | 0.909 | 0.909 | 0.909 | 0.909 | 0.909 | 0.909 | 0.909 | 0.909 | 0.909 | 0.909 | 0.909 | 0.909 | 0.909 | 0.909 | 0.909 | 0.909 | 0.909 | 0.909 | 21.816 | 15 | 327.24 | 0.909
RI | nuclear | Winter Peak | 0.909 | 0.909 | 0.909 | 0.909 | 0.909 | 0.909 | 0.909 | 0.909 | 0.909 | 0.909 | 0.909 | 0.909 | 0.909 | 0.909 | 0.909 | 0.909 | 0.909 | 0.909 | 0.909 | 0.909 | 0.909 | 0.909 | 0.909 | 0.909 | 21.816 | 11 | 239.976 | 0.909
RI | offshore wind | Winter | 0.69099 | 0.67673 | 0.68405 | 0.69462 | 0.71308 | 0.73183 | 0.66171 | 0.56587 | 0.47062 | 0.45157 | 0.51385 | 0.55364 | 0.59104 | 0.63963 | 0.74685 | 0.7859 | 0.74644 | 0.70971 | 0.66217 | 0.65153 | 0.6593 | 0.72383 | 0.76269 | 0.74818 | 15.8358 | 31 | 490.9112 | 0.7859
RI | offshore wind | Spring | 0.80659 | 0.80092 | 0.81468 | 0.82473 | 0.819 | 0.81683 | 0.8203 | 0.80128 | 0.78651 | 0.78868 | 0.8144 | 0.84786 | 0.88992 | 0.91362 | 0.95124 | 0.99106 | 1 | 1 | 1 | 1 | 1 | 0.9935 | 0.94498 | 0.88833 | 21.3144 | 103 | 2195.387 | 1
RI | offshore wind | Summer | 0.65721 | 0.64701 | 0.61044 | 0.57938 | 0.55783 | 0.54174 | 0.50983 | 0.48017 | 0.42727 | 0.38638 | 0.36938 | 0.36741 | 0.38599 | 0.41442 | 0.44236 | 0.47907 | 0.51199 | 0.53734 | 0.55673 | 0.56044 | 0.56593 | 0.54826 | 0.55269 | 0.56611 | 12.2554 | 116 | 1421.6251 | 0.65721
RI | offshore wind | Fall | 0.15745 | 0.14908 | 0.13367 | 0.13595 | 0.13801 | 0.14686 | 0.15229 | 0.15591 | 0.14534 | 0.13411 | 0.13679 | 0.14387 | 0.16123 | 0.18061 | 0.19377 | 0.20787 | 0.22554 | 0.23542 | 0.23769 | 0.23 | 0.2206 | 0.21423 | 0.20671 | 0.20612 | 4.2491 | 89 | 378.1717 | 0.23769
RI | offshore wind | Summer Peak | 0.18562 | 0.20453 | 0.1883 | 0.17556 | 0.18241 | 0.14702 | 0.12036 | 0.11739 | 0.10518 | 0.10953 | 0.12473 | 0.13439 | 0.16888 | 0.19507 | 0.21493 | 0.23515 | 0.25387 | 0.21725 | 0.21241 | 0.17189 | 0.1508 | 0.13409 | 0.11559 | 0.1421 | 4.007 | 15 | 60.1054 | 0.25387
RI | offshore wind | Winter Peak | 0.55234 | 0.45315 | 0.36712 | 0.31144 | 0.27164 | 0.21484 | 0.18459 | 0.16264 | 0.1128 | 0.063412 | 0.042674 | 0.03142 | 0.026129 | 0.035774 | 0.057313 | 0.10385 | 0.15419 | 0.19446 | 0.23331 | 0.25048 | 0.28313 | 0.33509 | 0.39222 | 0.44378 | 5.2778 | 11 | 58.0555 | 0.55234
RI | onshore wind | Winter | 0.48943 | 0.51744 | 0.49275 | 0.52329 | 0.51174 | 0.44781 | 0.37898 | 0.388 | 0.37708 | 0.37613 | 0.39607 | 0.41585 | 0.41442 | 0.44291 | 0.48706 | 0.51174 | 0.51063 | 0.5388 | 0.5589 | 0.58057 | 0.6233 | 0.62282 | 0.61887 | 0.60431 | 11.8289 | 31 | 366.6956 | 0.6233
RI | onshore wind | Spring | 0.66103 | 0.65903 | 0.65813 | 0.66461 | 0.66261 | 0.63027 | 0.56364 | 0.5123 | 0.48601 | 0.51483 | 0.52849 | 0.54397 | 0.56269 | 0.58012 | 0.59236 | 0.61084 | 0.63779 | 0.67575 | 0.72371 | 0.73566 | 0.72718 | 0.69466 | 0.66694 | 0.64456 | 14.9372 | 103 | 1538.5283 | 0.73566
RI | onshore wind | Summer | 0.5242 | 0.51333 | 0.50398 | 0.50174 | 0.50897 | 0.47861 | 0.41641 | 0.3553 | 0.26523 | 0.24015 | 0.2325 | 0.22907 | 0.24468 | 0.26134 | 0.26988 | 0.30439 | 0.36985 | 0.4293 | 0.47324 | 0.47916 | 0.47514 | 0.45637 | 0.45337 | 0.45899 | 9.4452 | 116 | 1095.6425 | 0.5242
RI | onshore wind | Fall | 0.19947 | 0.19456 | 0.18244 | 0.1751 | 0.17566 | 0.1654 | 0.13548 | 0.10571 | 0.059526 | 0.047841 | 0.057872 | 0.070494 | 0.10092 | 0.11751 | 0.12528 | 0.15581 | 0.18558 | 0.22432 | 0.26632 | 0.28005 | 0.26522 | 0.25254 | 0.24047 | 0.23496 | 4.0185 | 89 | 357.6501 | 0.28005
RI | onshore wind | Summer Peak | 0.16547 | 0.19556 | 0.19196 | 0.17365 | 0.18281 | 0.11642 | 0.056575 | 0.042186 | 0.047419 | 0.059518 | 0.069983 | 0.10007 | 0.14029 | 0.15305 | 0.19327 | 0.24167 | 0.19981 | 0.18117 | 0.24298 | 0.24134 | 0.22107 | 0.18019 | 0.15566 | 0.14847 | 3.7006 | 15 | 55.5091 | 0.24298
RI | onshore wind | Winter Peak | 0.4504 | 0.42677 | 0.41027 | 0.36879 | 0.30012 | 0.25998 | 0.19621 | 0.1097 | 0.031216 | 0.010257 | 0.0089188 | 0.012486 | 0.025419 | 0.043702 | 0.056189 | 0.091418 | 0.15296 | 0.18284 | 0.21227 | 0.2524 | 0.29923 | 0.36032 | 0.43123 | 0.46021 | 5.1533 | 11 | 56.6864 | 0.46021
RI | petroleum | Winter | 0.085117 | 0.083885 | 0.083381 | 0.082937 | 0.082666 | 0.082009 | 0.081591 | 0.089376 | 0.089832 | 0.082505 | 0.089107 | 0.11878 | 0.18205 | 0.24785 | 0.30981 | 0.35564 | 0.40287 | 0.47964 | 0.5792 | 0.52964 | 0.31731 | 0.20668 | 0.0813 | 0.057626 | 4.8008 | 31 | 148.8252 | 0.5792
RI | petroleum | Spring | 0.032872 | 0.03021 | 0.029473 | 0.029226 | 0.028952 | 0.028035 | 0.033073 | 0.032565 | 0.031448 | 0.028725 | 0.029674 | 0.038279 | 0.049067 | 0.067832 | 0.086562 | 0.10814 | 0.14075 | 0.19596 | 0.29406 | 0.27975 | 0.19408 | 0.13064 | 0.065071 | 0.043977 | 2.0284 | 103 | 208.9274 | 0.29406
RI | petroleum | Summer | 0.034849 | 0.03258 | 0.031792 | 0.031632 | 0.031451 | 0.031336 | 0.035821 | 0.040149 | 0.035155 | 0.03035 | 0.033186 | 0.047846 | 0.061783 | 0.079346 | 0.09931 | 0.12227 | 0.15275 | 0.22061 | 0.30973 | 0.27934 | 0.19141 | 0.1217 | 0.060248 | 0.041965 | 2.1566 | 116 | 250.1675 | 0.30973
RI | petroleum | Fall | 0.046872 | 0.045517 | 0.045015 | 0.044618 | 0.044174 | 0.042756 | 0.044431 | 0.046979 | 0.043297 | 0.042513 | 0.043024 | 0.046755 | 0.05736 | 0.080292 | 0.1067 | 0.13187 | 0.17226 | 0.26141 | 0.35493 | 0.30532 | 0.22218 | 0.15391 | 0.080962 | 0.058538 | 2.5217 | 89 | 224.4304 | 0.35493
RI | petroleum | Summer Peak | 0.16239 | 0.13979 | 0.13843 | 0.13762 | 0.13741 | 0.13637 | 0.13635 | 0.1365 | 0.13637 | 0.13655 | 0.13766 | 0.14854 | 0.20209 | 0.30556 | 0.42033 | 0.54147 | 0.66503 | 0.87579 | 1 | 0.8849 | 0.69464 | 0.45084 | 0.22372 | 0.15425 | 8.1026 | 15 | 121.5391 | 1
RI | petroleum | Winter Peak | 0.01001 | 0.0079312 | 0.0073843 | 0.0073843 | 0.0073843 | 0.0073843 | 0.025873 | 0.04349 | 0.02094 | 0.012724 | 0.013024 | 0.013092 | 0.013349 | 0.013673 | 0.013673 | 0.01559 | 0.017046 | 0.040329 | 0.095574 | 0.090833 | 0.057843 | 0.033635 | 0.014605 | 0.011762 | 0.59453 | 11 | 6.5399 | 0.095574
RI | pumped hydro | Winter | 0.050786 | 0.031782 | 0.011015 | 0.0036035 | 0.0015851 | 0.005556 | 0.040084 | 0.033931 | 0.015151 | 0.0089085 | 0.0017651 | 0.0025064 | 0.0017282 | 0.0011129 | 0.0006206 | 0.00067935 | 0.0057153 | 0.12696 | 0.27549 | 0.26941 | 0.19322 | 0.12361 | 0.087958 | 0.059443 | 1.3526 | 31 | 41.9313 | 0.27549
RI | pumped hydro | Spring | 0.13406 | 0.089046 | 0.043601 | 0.027674 | 0.022308 | 0.021574 | 0.03002 | 0.021769 | 0.01624 | 0.0019417 | 0.0019339 | 0.0016268 | 0.0017358 | 0.0033852 | 0.0067275 | 0.010701 | 0.041979 | 0.14699 | 0.34078 | 0.37694 | 0.3594 | 0.20445 | 0.15713 | 0.1425 | 2.2045 | 103 | 227.0644 | 0.37694
RI | pumped hydro | Summer | 0.088023 | 0.039339 | 0.016514 | 0.0093124 | 0.0054294 | 0.0038308 | 0.0031176 | 0.0012654 | 0.00015248 | 2.3472e-05 | 0.00083549 | 0.022595 | 0.10315 | 0.18902 | 0.2678 | 0.35551 | 0.45477 | 0.53128 | 0.58425 | 0.58312 | 0.54844 | 0.32976 | 0.16117 | 0.12689 | 4.4256 | 116 | 513.3698 | 0.58425
RI | pumped hydro | Fall | 0.087977 | 0.062359 | 0.024155 | 0.0062008 | 0.0025893 | 0.0017164 | 0.0023704 | 0.0063496 | 0.0078345 | 0.00033795 | 0.00071655 | 0.00089718 | 0.0046131 | 0.012083 | 0.021131 | 0.03584 | 0.098139 | 0.31041 | 0.39754 | 0.41951 | 0.24537 | 0.15513 | 0.1382 | 0.11573 | 2.1572 | 89 | 191.991 | 0.41951
RI | pumped hydro | Summer Peak | 0.13154 | 0.040447 | 0 | 0 | 0 | 0 | 0 | 0 | 0 | 0.00043189 | 0.0018473 | 0.083516 | 0.34412 | 0.45311 | 0.54917 | 0.60615 | 0.63472 | 0.64234 | 0.639 | 0.63262 | 0.72697 | 0.67088 | 0.19429 | 0.14993 | 6.5011 | 15 | 97.5161 | 0.72697
RI | pumped hydro | Winter Peak | 0.0047638 | 0.0026573 | 0.0018473 | 0.0018473 | 0 | 0.094888 | 0.19155 | 0.14615 | 0.0043146 | 0.012964 | 0.003345 | 0.0052486 | 0.0036945 | 0 | 0 | 0 | 0.0048896 | 0.20752 | 0.3746 | 0.38504 | 0.33367 | 0.19894 | 0.069298 | 0.020111 | 2.0674 | 11 | 22.7409 | 0.38504
RI | smr | Winter | 0.9 | 0.9 | 0.9 | 0.9 | 0.9 | 0.9 | 0.9 | 0.9 | 0.9 | 0.9 | 0.9 | 0.9 | 0.9 | 0.9 | 0.9 | 0.9 | 0.9 | 0.9 | 0.9 | 0.9 | 0.9 | 0.9 | 0.9 | 0.9 | 21.6 | 31 | 669.6 | 0.9
RI | smr | Spring | 0.9 | 0.9 | 0.9 | 0.9 | 0.9 | 0.9 | 0.9 | 0.9 | 0.9 | 0.9 | 0.9 | 0.9 | 0.9 | 0.9 | 0.9 | 0.9 | 0.9 | 0.9 | 0.9 | 0.9 | 0.9 | 0.9 | 0.9 | 0.9 | 21.6 | 103 | 2224.8 | 0.9
RI | smr | Summer | 0.9 | 0.9 | 0.9 | 0.9 | 0.9 | 0.9 | 0.9 | 0.9 | 0.9 | 0.9 | 0.9 | 0.9 | 0.9 | 0.9 | 0.9 | 0.9 | 0.9 | 0.9 | 0.9 | 0.9 | 0.9 | 0.9 | 0.9 | 0.9 | 21.6 | 116 | 2505.6 | 0.9
RI | smr | Fall | 0.9 | 0.9 | 0.9 | 0.9 | 0.9 | 0.9 | 0.9 | 0.9 | 0.9 | 0.9 | 0.9 | 0.9 | 0.9 | 0.9 | 0.9 | 0.9 | 0.9 | 0.9 | 0.9 | 0.9 | 0.9 | 0.9 | 0.9 | 0.9 | 21.6 | 89 | 1922.4 | 0.9
RI | smr | Summer Peak | 0.9 | 0.9 | 0.9 | 0.9 | 0.9 | 0.9 | 0.9 | 0.9 | 0.9 | 0.9 | 0.9 | 0.9 | 0.9 | 0.9 | 0.9 | 0.9 | 0.9 | 0.9 | 0.9 | 0.9 | 0.9 | 0.9 | 0.9 | 0.9 | 21.6 | 15 | 324 | 0.9
RI | smr | Winter Peak | 0.9 | 0.9 | 0.9 | 0.9 | 0.9 | 0.9 | 0.9 | 0.9 | 0.9 | 0.9 | 0.9 | 0.9 | 0.9 | 0.9 | 0.9 | 0.9 | 0.9 | 0.9 | 0.9 | 0.9 | 0.9 | 0.9 | 0.9 | 0.9 | 21.6 | 11 | 237.6 | 0.9
RI | solar pv dist | Winter | 0 | 0 | 0 | 9.1426e-05 | 0.0060646 | 0.021058 | 0.20709 | 0.22645 | 0.31406 | 0.40422 | 0.4088 | 0.42286 | 0.41468 | 0.39909 | 0.30806 | 0.25864 | 0.16786 | 0.084645 | 0.0030932 | 0 | 0 | 0 | 0 | 0 | 3.6468 | 31 | 113.0496 | 0.42286
RI | solar pv dist | Spring | 0 | 0 | 0 | 0.00011465 | 0.0059527 | 0.019647 | 0.24677 | 0.36734 | 0.43061 | 0.42889 | 0.41515 | 0.40651 | 0.41992 | 0.44671 | 0.37395 | 0.24015 | 0.10647 | 0.048585 | 0.0018482 | 0 | 0 | 0 | 0 | 0 | 3.9586 | 103 | 407.7364 | 0.44671
RI | solar pv dist | Summer | 0 | 0 | 0 | 5.2938e-05 | 0.0036323 | 0.013206 | 0.19902 | 0.32968 | 0.39191 | 0.39846 | 0.38864 | 0.39172 | 0.40364 | 0.4336 | 0.36153 | 0.21677 | 0.095113 | 0.033058 | 0.00079406 | 0 | 0 | 0 | 0 | 0 | 3.6608 | 116 | 424.6556 | 0.4336
RI | solar pv dist | Fall | 0 | 0 | 0 | 0.00011146 | 0.0060983 | 0.018263 | 0.24353 | 0.35202 | 0.39595 | 0.39739 | 0.38637 | 0.39466 | 0.39592 | 0.4032 | 0.36837 | 0.26199 | 0.14206 | 0.069045 | 0.0019054 | 0 | 0 | 0 | 0 | 0 | 3.8369 | 89 | 341.4832 | 0.4032
RI | solar pv dist | Summer Peak | 0 | 0 | 0 | 9.4473e-05 | 0.0075894 | 0.026295 | 0.27621 | 0.35698 | 0.36482 | 0.40079 | 0.37238 | 0.38117 | 0.36454 | 0.35305 | 0.35283 | 0.29435 | 0.22441 | 0.095198 | 0.0041883 | 0 | 0 | 0 | 0 | 0 | 3.8749 | 15 | 58.1233 | 0.40079
RI | solar pv dist | Winter Peak | 0 | 0 | 0 | 0 | 0 | 0 | 0.026453 | 0.25246 | 0.37691 | 0.38841 | 0.35904 | 0.30811 | 0.31588 | 0.34736 | 0.2747 | 0.093743 | 0.0047237 | 0 | 0 | 0 | 0 | 0 | 0 | 0 | 2.7478 | 11 | 30.2258 | 0.38841
RI | solar pv | Winter | 0 | 0 | 0 | 0.00024625 | 0.02914 | 0.11827 | 0.22209 | 0.25577 | 0.33391 | 0.42839 | 0.43817 | 0.45117 | 0.44586 | 0.41237 | 0.34371 | 0.29536 | 0.19997 | 0.068476 | 0.0017876 | 0 | 0 | 0 | 0 | 0 | 4.0447 | 31 | 125.3854 | 0.45117
RI | solar pv | Spring | 0 | 0 | 0 | 0.00034861 | 0.025599 | 0.11203 | 0.24863 | 0.37663 | 0.45717 | 0.46228 | 0.44595 | 0.43181 | 0.44391 | 0.44465 | 0.39438 | 0.27457 | 0.13464 | 0.037348 | 0.00097721 | 0 | 0 | 0 | 0 | 0 | 4.2909 | 103 | 441.9652 | 0.46228
RI | solar pv | Summer | 0 | 0 | 0 | 0.0001438 | 0.015779 | 0.081029 | 0.19647 | 0.33697 | 0.41721 | 0.4241 | 0.41368 | 0.41603 | 0.42457 | 0.4261 | 0.37306 | 0.24681 | 0.12016 | 0.02947 | 0.00032904 | 0 | 0 | 0 | 0 | 0 | 3.9219 | 116 | 454.9428 | 0.4261
RI | solar pv | Fall | 0 | 0 | 0 | 0.00031132 | 0.02591 | 0.11829 | 0.24765 | 0.36901 | 0.42808 | 0.43142 | 0.42233 | 0.42579 | 0.42567 | 0.42365 | 0.39638 | 0.3016 | 0.18109 | 0.058722 | 0.00080689 | 0 | 0 | 0 | 0 | 0 | 4.2567 | 89 | 378.8464 | 0.43142
RI | solar pv | Summer Peak | 0 | 0 | 0 | 0.00030158 | 0.032778 | 0.14968 | 0.29206 | 0.38823 | 0.40655 | 0.45154 | 0.43222 | 0.4254 | 0.41339 | 0.39863 | 0.39439 | 0.35494 | 0.27742 | 0.093395 | 0.0020922 | 0 | 0 | 0 | 0 | 0 | 4.513 | 15 | 67.6951 | 0.45154
RI | solar pv | Winter Peak | 0 | 0 | 0 | 0 | 0 | 0 | 0.011669 | 0.20413 | 0.36544 | 0.39089 | 0.35316 | 0.30481 | 0.31085 | 0.28918 | 0.23857 | 0.097696 | 0.0016964 | 0 | 0 | 0 | 0 | 0 | 0 | 0 | 2.5681 | 11 | 28.249 | 0.39089
RI | solar thermal | Winter | 0 | 0 | 0 | 0 | 0 | 0 | 0 | 0 | 0 | 0.08597 | 0.37963 | 0.49887 | 0.49723 | 0.48344 | 0.47116 | 0.48279 | 0.49202 | 0.44649 | 0.21282 | 0.015243 | 0 | 0 | 0 | 0 | 4.0657 | 31 | 126.0356 | 0.49887
RI | solar thermal | Spring | 0 | 0 | 0 | 0 | 0 | 0 | 0 | 0.0076376 | 0.18687 | 0.48014 | 0.63047 | 0.67382 | 0.67706 | 0.67418 | 0.66674 | 0.6665 | 0.66683 | 0.64842 | 0.56803 | 0.30656 | 0.039289 | 0 | 0 | 0 | 6.8926 | 103 | 709.934 | 0.67706
RI | solar thermal | Summer | 0 | 0 | 0 | 0 | 0 | 0 | 0 | 0.024165 | 0.27576 | 0.51489 | 0.59949 | 0.63012 | 0.63917 | 0.63842 | 0.63267 | 0.62353 | 0.61338 | 0.59439 | 0.54207 | 0.40006 | 0.11962 | 2.6056e-06 | 0 | 0 | 6.8477 | 116 | 794.3359 | 0.63917
RI | solar thermal | Fall | 0 | 0 | 0 | 0 | 0 | 0 | 0 | 0 | 0.054994 | 0.36422 | 0.55217 | 0.58569 | 0.57826 | 0.56812 | 0.56341 | 0.56827 | 0.56955 | 0.52878 | 0.35579 | 0.077412 | 3.2207e-05 | 0 | 0 | 0 | 5.3667 | 89 | 477.6358 | 0.58569
RI | solar thermal | Summer Peak | 0 | 0 | 0 | 0 | 0 | 0 | 0 | 0.027732 | 0.38084 | 0.62249 | 0.69231 | 0.71807 | 0.7248 | 0.72465 | 0.72329 | 0.72571 | 0.72389 | 0.71218 | 0.67311 | 0.55977 | 0.22117 | 0 | 0 | 0 | 8.23 | 15 | 123.4502 | 0.72571
RI | solar thermal | Winter Peak | 0 | 0 | 0 | 0 | 0 | 0 | 0 | 0 | 0 | 0.0026447 | 0.27588 | 0.35613 | 0.39021 | 0.41121 | 0.42512 | 0.48557 | 0.52766 | 0.49305 | 0.19344 | 0 | 0 | 0 | 0 | 0 | 3.5609 | 11 | 39.1699 | 0.52766
RI | natural gas steam turbine | Winter | 0.046559 | 0.042267 | 0.042029 | 0.041945 | 0.041945 | 0.042047 | 0.043921 | 0.051139 | 0.048325 | 0.042521 | 0.042857 | 0.043135 | 0.043652 | 0.043915 | 0.044871 | 0.049428 | 0.061001 | 0.10706 | 0.14631 | 0.13272 | 0.1003 | 0.079729 | 0.068828 | 0.057833 | 1.4643 | 31 | 45.3947 | 0.14631
RI | natural gas steam turbine | Spring | 0.064643 | 0.059505 | 0.057254 | 0.056466 | 0.056119 | 0.055263 | 0.053656 | 0.053768 | 0.053787 | 0.054007 | 0.054746 | 0.055694 | 0.057854 | 0.063171 | 0.068987 | 0.079483 | 0.093217 | 0.13096 | 0.20151 | 0.26859 | 0.23201 | 0.16161 | 0.10422 | 0.078473 | 2.215 | 103 | 228.1449 | 0.26859
RI | natural gas steam turbine | Summer | 0.25408 | 0.24109 | 0.23441 | 0.23109 | 0.22733 | 0.22354 | 0.22327 | 0.2236 | 0.22453 | 0.23034 | 0.2468 | 0.28342 | 0.31729 | 0.35357 | 0.39397 | 0.43431 | 0.50218 | 0.60116 | 0.68782 | 0.69963 | 0.60043 | 0.45883 | 0.32629 | 0.27532 | 8.4943 | 116 | 985.3384 | 0.69963
RI | natural gas steam turbine | Fall | 0.055243 | 0.050239 | 0.047754 | 0.0467 | 0.046461 | 0.045965 | 0.043395 | 0.043539 | 0.043374 | 0.043559 | 0.043958 | 0.045281 | 0.047842 | 0.05292 | 0.058734 | 0.073979 | 0.11214 | 0.1561 | 0.2454 | 0.23646 | 0.15716 | 0.097202 | 0.075666 | 0.062007 | 1.9311 | 89 | 171.8655 | 0.2454
RI | natural gas steam turbine | Summer Peak | 0.39377 | 0.37688 | 0.36475 | 0.35742 | 0.35042 | 0.35042 | 0.35042 | 0.35042 | 0.35042 | 0.35407 | 0.38795 | 0.59968 | 0.68939 | 0.77171 | 0.80727 | 0.8907 | 0.94459 | 0.94459 | 0.94459 | 0.94459 | 0.94459 | 0.94459 | 0.60575 | 0.42242 | 14.4414 | 15 | 216.6213 | 0.94459
RI | natural gas steam turbine | Winter Peak | 0.052821 | 0.052821 | 0.052821 | 0.052821 | 0.052821 | 0.052821 | 0.052821 | 0.052821 | 0.052821 | 0.052821 | 0.052821 | 0.052821 | 0.052821 | 0.052821 | 0.052821 | 0.068554 | 0.08095 | 0.38858 | 0.48191 | 0.48196 | 0.44021 | 0.13842 | 0.10191 | 0.086937 | 3.0617 | 11 | 33.6792 | 0.48196
SC | biomass ccs | Winter | 0.8 | 0.8 | 0.8 | 0.8 | 0.8 | 0.8 | 0.8 | 0.8 | 0.8 | 0.8 | 0.8 | 0.8 | 0.8 | 0.8 | 0.8 | 0.8 | 0.8 | 0.8 | 0.8 | 0.8 | 0.8 | 0.8 | 0.8 | 0.8 | 19.2 | 29 | 556.8 | 0.8
SC | biomass ccs | Spring | 0.8 | 0.8 | 0.8 | 0.8 | 0.8 | 0.8 | 0.8 | 0.8 | 0.8 | 0.8 | 0.8 | 0.8 | 0.8 | 0.8 | 0.8 | 0.8 | 0.8 | 0.8 | 0.8 | 0.8 | 0.8 | 0.8 | 0.8 | 0.8 | 19.2 | 140 | 2688 | 0.8
SC | biomass ccs | Summer | 0.8 | 0.8 | 0.8 | 0.8 | 0.8 | 0.8 | 0.8 | 0.8 | 0.8 | 0.8 | 0.8 | 0.8 | 0.8 | 0.8 | 0.8 | 0.8 | 0.8 | 0.8 | 0.8 | 0.8 | 0.8 | 0.8 | 0.8 | 0.8 | 19.2 | 95 | 1824 | 0.8
SC | biomass ccs | Fall | 0.8 | 0.8 | 0.8 | 0.8 | 0.8 | 0.8 | 0.8 | 0.8 | 0.8 | 0.8 | 0.8 | 0.8 | 0.8 | 0.8 | 0.8 | 0.8 | 0.8 | 0.8 | 0.8 | 0.8 | 0.8 | 0.8 | 0.8 | 0.8 | 19.2 | 65 | 1248 | 0.8
SC | biomass ccs | Summer Peak | 0.8 | 0.8 | 0.8 | 0.8 | 0.8 | 0.8 | 0.8 | 0.8 | 0.8 | 0.8 | 0.8 | 0.8 | 0.8 | 0.8 | 0.8 | 0.8 | 0.8 | 0.8 | 0.8 | 0.8 | 0.8 | 0.8 | 0.8 | 0.8 | 19.2 | 23 | 441.6 | 0.8
SC | biomass ccs | Winter Peak | 0.8 | 0.8 | 0.8 | 0.8 | 0.8 | 0.8 | 0.8 | 0.8 | 0.8 | 0.8 | 0.8 | 0.8 | 0.8 | 0.8 | 0.8 | 0.8 | 0.8 | 0.8 | 0.8 | 0.8 | 0.8 | 0.8 | 0.8 | 0.8 | 19.2 | 13 | 249.6 | 0.8
SC | biomass | Winter | 0.55292 | 0.55292 | 0.55292 | 0.55292 | 0.55292 | 0.55292 | 0.55292 | 0.55292 | 0.55292 | 0.55292 | 0.55292 | 0.55292 | 0.55292 | 0.55292 | 0.55292 | 0.55292 | 0.55292 | 0.55292 | 0.55292 | 0.55292 | 0.55292 | 0.55292 | 0.55292 | 0.55292 | 13.27 | 29 | 384.8312 | 0.55292
SC | biomass | Spring | 0.55292 | 0.55292 | 0.55292 | 0.55287 | 0.55287 | 0.55287 | 0.55287 | 0.55287 | 0.55287 | 0.55287 | 0.55292 | 0.55292 | 0.55292 | 0.55292 | 0.55292 | 0.55292 | 0.55292 | 0.55292 | 0.55292 | 0.55292 | 0.55292 | 0.55292 | 0.55292 | 0.55287 | 13.2697 | 140 | 1857.7521 | 0.55292
SC | biomass | Summer | 0.55285 | 0.55285 | 0.55278 | 0.55278 | 0.55278 | 0.55278 | 0.55278 | 0.55278 | 0.55278 | 0.55292 | 0.55292 | 0.55292 | 0.55292 | 0.55292 | 0.55292 | 0.55292 | 0.55292 | 0.55292 | 0.55292 | 0.55292 | 0.55292 | 0.55292 | 0.55292 | 0.55292 | 13.2689 | 95 | 1260.5465 | 0.55292
SC | biomass | Fall | 0.55292 | 0.55292 | 0.55292 | 0.55292 | 0.55292 | 0.55292 | 0.55292 | 0.55292 | 0.55292 | 0.55292 | 0.55292 | 0.55292 | 0.55292 | 0.55292 | 0.55292 | 0.55292 | 0.55292 | 0.55292 | 0.55292 | 0.55292 | 0.55292 | 0.55292 | 0.55292 | 0.55292 | 13.27 | 65 | 862.5527 | 0.55292
SC | biomass | Summer Peak | 0.55292 | 0.55292 | 0.55292 | 0.55292 | 0.55292 | 0.55292 | 0.55292 | 0.55292 | 0.55292 | 0.55292 | 0.55292 | 0.55292 | 0.55292 | 0.55292 | 0.55292 | 0.55292 | 0.55292 | 0.55292 | 0.55292 | 0.55292 | 0.55292 | 0.55292 | 0.55292 | 0.55292 | 13.27 | 23 | 305.211 | 0.55292
SC | biomass | Winter Peak | 0.55292 | 0.55292 | 0.55292 | 0.55292 | 0.55292 | 0.55292 | 0.55292 | 0.55292 | 0.55292 | 0.55292 | 0.55292 | 0.55292 | 0.55292 | 0.55292 | 0.55292 | 0.55292 | 0.55292 | 0.55292 | 0.55292 | 0.55292 | 0.55292 | 0.55292 | 0.55292 | 0.55292 | 13.27 | 13 | 172.5105 | 0.55292
SC | natural gas combined cycle ccs | Winter | 0.8 | 0.8 | 0.8 | 0.8 | 0.8 | 0.8 | 0.8 | 0.8 | 0.8 | 0.8 | 0.8 | 0.8 | 0.8 | 0.8 | 0.8 | 0.8 | 0.8 | 0.8 | 0.8 | 0.8 | 0.8 | 0.8 | 0.8 | 0.8 | 19.2 | 29 | 556.8 | 0.8
SC | natural gas combined cycle ccs | Spring | 0.8 | 0.8 | 0.8 | 0.8 | 0.8 | 0.8 | 0.8 | 0.8 | 0.8 | 0.8 | 0.8 | 0.8 | 0.8 | 0.8 | 0.8 | 0.8 | 0.8 | 0.8 | 0.8 | 0.8 | 0.8 | 0.8 | 0.8 | 0.8 | 19.2 | 140 | 2688 | 0.8
SC | natural gas combined cycle ccs | Summer | 0.8 | 0.8 | 0.8 | 0.8 | 0.8 | 0.8 | 0.8 | 0.8 | 0.8 | 0.8 | 0.8 | 0.8 | 0.8 | 0.8 | 0.8 | 0.8 | 0.8 | 0.8 | 0.8 | 0.8 | 0.8 | 0.8 | 0.8 | 0.8 | 19.2 | 95 | 1824 | 0.8
SC | natural gas combined cycle ccs | Fall | 0.8 | 0.8 | 0.8 | 0.8 | 0.8 | 0.8 | 0.8 | 0.8 | 0.8 | 0.8 | 0.8 | 0.8 | 0.8 | 0.8 | 0.8 | 0.8 | 0.8 | 0.8 | 0.8 | 0.8 | 0.8 | 0.8 | 0.8 | 0.8 | 19.2 | 65 | 1248 | 0.8
SC | natural gas combined cycle ccs | Summer Peak | 0.8 | 0.8 | 0.8 | 0.8 | 0.8 | 0.8 | 0.8 | 0.8 | 0.8 | 0.8 | 0.8 | 0.8 | 0.8 | 0.8 | 0.8 | 0.8 | 0.8 | 0.8 | 0.8 | 0.8 | 0.8 | 0.8 | 0.8 | 0.8 | 19.2 | 23 | 441.6 | 0.8
SC | natural gas combined cycle ccs | Winter Peak | 0.8 | 0.8 | 0.8 | 0.8 | 0.8 | 0.8 | 0.8 | 0.8 | 0.8 | 0.8 | 0.8 | 0.8 | 0.8 | 0.8 | 0.8 | 0.8 | 0.8 | 0.8 | 0.8 | 0.8 | 0.8 | 0.8 | 0.8 | 0.8 | 19.2 | 13 | 249.6 | 0.8
SC | natural gas combined cycle | Winter | 0.65323 | 0.63865 | 0.63972 | 0.64005 | 0.68078 | 0.73998 | 0.79214 | 0.7954 | 0.7159 | 0.68256 | 0.66875 | 0.65843 | 0.64443 | 0.62491 | 0.6164 | 0.63163 | 0.76047 | 0.84677 | 0.86962 | 0.86915 | 0.85333 | 0.81352 | 0.75833 | 0.69445 | 17.2886 | 29 | 501.3683 | 0.86962
SC | natural gas combined cycle | Spring | 0.48867 | 0.46108 | 0.45788 | 0.45722 | 0.47919 | 0.54313 | 0.54921 | 0.51919 | 0.49995 | 0.50832 | 0.5336 | 0.57062 | 0.58575 | 0.59057 | 0.59919 | 0.6388 | 0.71866 | 0.78852 | 0.80704 | 0.80104 | 0.78937 | 0.75216 | 0.67924 | 0.54705 | 14.3654 | 140 | 2011.1618 | 0.80704
SC | natural gas combined cycle | Summer | 0.56438 | 0.52815 | 0.51983 | 0.52179 | 0.53452 | 0.57559 | 0.59263 | 0.59425 | 0.59548 | 0.63046 | 0.67296 | 0.72226 | 0.74373 | 0.74268 | 0.75687 | 0.78994 | 0.83525 | 0.87557 | 0.90047 | 0.8864 | 0.86516 | 0.83107 | 0.73905 | 0.64918 | 16.6677 | 95 | 1583.4309 | 0.90047
SC | natural gas combined cycle | Fall | 0.47318 | 0.44437 | 0.43778 | 0.43527 | 0.46709 | 0.52235 | 0.53939 | 0.48688 | 0.47297 | 0.49544 | 0.51804 | 0.5605 | 0.57572 | 0.58221 | 0.59232 | 0.62719 | 0.70504 | 0.74827 | 0.75839 | 0.75201 | 0.7374 | 0.70718 | 0.63775 | 0.52818 | 13.8049 | 65 | 897.3211 | 0.75839
SC | natural gas combined cycle | Summer Peak | 0.65764 | 0.59831 | 0.57659 | 0.57439 | 0.58065 | 0.59288 | 0.56573 | 0.58202 | 0.61234 | 0.68479 | 0.80509 | 0.87884 | 0.92931 | 0.96166 | 0.98299 | 0.98852 | 0.99627 | 1 | 1 | 1 | 0.99104 | 0.95612 | 0.85794 | 0.70868 | 19.0818 | 23 | 438.8813 | 1
SC | natural gas combined cycle | Winter Peak | 0.58611 | 0.5757 | 0.5757 | 0.5757 | 0.60694 | 0.68706 | 0.76173 | 0.7678 | 0.68711 | 0.65771 | 0.65597 | 0.64383 | 0.6382 | 0.62779 | 0.60777 | 0.68631 | 0.77906 | 0.86922 | 0.8869 | 0.87363 | 0.85268 | 0.79621 | 0.73035 | 0.65981 | 16.7893 | 13 | 218.2612 | 0.8869
SC | crude oil | Winter | 0.001 | 0.001 | 0.001 | 0.001 | 0.001 | 0.001 | 0.001 | 0.001 | 0.001 | 0.001 | 0.001 | 0.001 | 0.001 | 0.001 | 0.001 | 0.001 | 0.001 | 0.001 | 0.001 | 0.001 | 0.001 | 0.001 | 0.001 | 0.001 | 0.024 | 29 | 0.696 | 0.001
SC | crude oil | Spring | 0.001 | 0.001 | 0.001 | 0.001 | 0.001 | 0.001 | 0.001 | 0.001 | 0.001 | 0.001 | 0.001 | 0.001 | 0.001 | 0.001 | 0.001 | 0.001 | 0.001 | 0.001 | 0.001 | 0.001 | 0.001 | 0.001 | 0.001 | 0.001 | 0.024 | 140 | 3.36 | 0.001
SC | crude oil | Summer | 0.001 | 0.001 | 0.001 | 0.001 | 0.001 | 0.001 | 0.001 | 0.001 | 0.001 | 0.001 | 0.001 | 0.001 | 0.001 | 0.001 | 0.001 | 0.001 | 0.001 | 0.001 | 0.001 | 0.001 | 0.001 | 0.001 | 0.001 | 0.001 | 0.024 | 95 | 2.28 | 0.001
SC | crude oil | Fall | 0.001 | 0.001 | 0.001 | 0.001 | 0.001 | 0.001 | 0.001 | 0.001 | 0.001 | 0.001 | 0.001 | 0.001 | 0.001 | 0.001 | 0.001 | 0.001 | 0.001 | 0.001 | 0.001 | 0.001 | 0.001 | 0.001 | 0.001 | 0.001 | 0.024 | 65 | 1.56 | 0.001
SC | crude oil | Summer Peak | 0.001 | 0.001 | 0.001 | 0.001 | 0.001 | 0.001 | 0.001 | 0.001 | 0.001 | 0.001 | 0.001 | 0.001 | 0.001 | 0.001 | 0.001 | 0.001 | 0.001 | 0.001 | 0.001 | 0.001 | 0.001 | 0.001 | 0.001 | 0.001 | 0.024 | 23 | 0.552 | 0.001
SC | crude oil | Winter Peak | 0.001 | 0.001 | 0.001 | 0.001 | 0.001 | 0.001 | 0.001 | 0.001 | 0.001 | 0.001 | 0.001 | 0.001 | 0.001 | 0.001 | 0.001 | 0.001 | 0.001 | 0.001 | 0.001 | 0.001 | 0.001 | 0.001 | 0.001 | 0.001 | 0.024 | 13 | 0.312 | 0.001
SC | geothermal | Winter | 0.6595 | 0.6595 | 0.6595 | 0.6595 | 0.6595 | 0.6595 | 0.6595 | 0.6595 | 0.6595 | 0.6595 | 0.6595 | 0.6595 | 0.6595 | 0.6595 | 0.6595 | 0.6595 | 0.6595 | 0.6595 | 0.6595 | 0.6595 | 0.6595 | 0.6595 | 0.6595 | 0.6595 | 15.828 | 29 | 459.012 | 0.6595
SC | geothermal | Spring | 0.6595 | 0.6595 | 0.6595 | 0.6595 | 0.6595 | 0.6595 | 0.6595 | 0.6595 | 0.6595 | 0.6595 | 0.6595 | 0.6595 | 0.6595 | 0.6595 | 0.6595 | 0.6595 | 0.6595 | 0.6595 | 0.6595 | 0.6595 | 0.6595 | 0.6595 | 0.6595 | 0.6595 | 15.828 | 140 | 2215.92 | 0.6595
SC | geothermal | Summer | 0.6595 | 0.6595 | 0.6595 | 0.6595 | 0.6595 | 0.6595 | 0.6595 | 0.6595 | 0.6595 | 0.6595 | 0.6595 | 0.6595 | 0.6595 | 0.6595 | 0.6595 | 0.6595 | 0.6595 | 0.6595 | 0.6595 | 0.6595 | 0.6595 | 0.6595 | 0.6595 | 0.6595 | 15.828 | 95 | 1503.66 | 0.6595
SC | geothermal | Fall | 0.6595 | 0.6595 | 0.6595 | 0.6595 | 0.6595 | 0.6595 | 0.6595 | 0.6595 | 0.6595 | 0.6595 | 0.6595 | 0.6595 | 0.6595 | 0.6595 | 0.6595 | 0.6595 | 0.6595 | 0.6595 | 0.6595 | 0.6595 | 0.6595 | 0.6595 | 0.6595 | 0.6595 | 15.828 | 65 | 1028.82 | 0.6595
SC | geothermal | Summer Peak | 0.6595 | 0.6595 | 0.6595 | 0.6595 | 0.6595 | 0.6595 | 0.6595 | 0.6595 | 0.6595 | 0.6595 | 0.6595 | 0.6595 | 0.6595 | 0.6595 | 0.6595 | 0.6595 | 0.6595 | 0.6595 | 0.6595 | 0.6595 | 0.6595 | 0.6595 | 0.6595 | 0.6595 | 15.828 | 23 | 364.044 | 0.6595
SC | geothermal | Winter Peak | 0.6595 | 0.6595 | 0.6595 | 0.6595 | 0.6595 | 0.6595 | 0.6595 | 0.6595 | 0.6595 | 0.6595 | 0.6595 | 0.6595 | 0.6595 | 0.6595 | 0.6595 | 0.6595 | 0.6595 | 0.6595 | 0.6595 | 0.6595 | 0.6595 | 0.6595 | 0.6595 | 0.6595 | 15.828 | 13 | 205.764 | 0.6595
SC | hard coal ccs | Winter | 0.8 | 0.8 | 0.8 | 0.8 | 0.8 | 0.8 | 0.8 | 0.8 | 0.8 | 0.8 | 0.8 | 0.8 | 0.8 | 0.8 | 0.8 | 0.8 | 0.8 | 0.8 | 0.8 | 0.8 | 0.8 | 0.8 | 0.8 | 0.8 | 19.2 | 29 | 556.8 | 0.8
SC | hard coal ccs | Spring | 0.8 | 0.8 | 0.8 | 0.8 | 0.8 | 0.8 | 0.8 | 0.8 | 0.8 | 0.8 | 0.8 | 0.8 | 0.8 | 0.8 | 0.8 | 0.8 | 0.8 | 0.8 | 0.8 | 0.8 | 0.8 | 0.8 | 0.8 | 0.8 | 19.2 | 140 | 2688 | 0.8
SC | hard coal ccs | Summer | 0.8 | 0.8 | 0.8 | 0.8 | 0.8 | 0.8 | 0.8 | 0.8 | 0.8 | 0.8 | 0.8 | 0.8 | 0.8 | 0.8 | 0.8 | 0.8 | 0.8 | 0.8 | 0.8 | 0.8 | 0.8 | 0.8 | 0.8 | 0.8 | 19.2 | 95 | 1824 | 0.8
SC | hard coal ccs | Fall | 0.8 | 0.8 | 0.8 | 0.8 | 0.8 | 0.8 | 0.8 | 0.8 | 0.8 | 0.8 | 0.8 | 0.8 | 0.8 | 0.8 | 0.8 | 0.8 | 0.8 | 0.8 | 0.8 | 0.8 | 0.8 | 0.8 | 0.8 | 0.8 | 19.2 | 65 | 1248 | 0.8
SC | hard coal ccs | Summer Peak | 0.8 | 0.8 | 0.8 | 0.8 | 0.8 | 0.8 | 0.8 | 0.8 | 0.8 | 0.8 | 0.8 | 0.8 | 0.8 | 0.8 | 0.8 | 0.8 | 0.8 | 0.8 | 0.8 | 0.8 | 0.8 | 0.8 | 0.8 | 0.8 | 19.2 | 23 | 441.6 | 0.8
SC | hard coal ccs | Winter Peak | 0.8 | 0.8 | 0.8 | 0.8 | 0.8 | 0.8 | 0.8 | 0.8 | 0.8 | 0.8 | 0.8 | 0.8 | 0.8 | 0.8 | 0.8 | 0.8 | 0.8 | 0.8 | 0.8 | 0.8 | 0.8 | 0.8 | 0.8 | 0.8 | 19.2 | 13 | 249.6 | 0.8
SC | hard coal | Winter | 0.42 | 0.42 | 0.42 | 0.42 | 0.42 | 0.42 | 0.42 | 0.42 | 0.42 | 0.42 | 0.42 | 0.42 | 0.42 | 0.42 | 0.42 | 0.42 | 0.42 | 0.42 | 0.42 | 0.42 | 0.42 | 0.42 | 0.42 | 0.42 | 10.08 | 29 | 292.32 | 0.42
SC | hard coal | Spring | 0.42 | 0.42 | 0.42 | 0.42 | 0.42 | 0.42 | 0.42 | 0.42 | 0.42 | 0.42 | 0.42 | 0.42 | 0.42 | 0.42 | 0.42 | 0.42 | 0.42 | 0.42 | 0.42 | 0.42 | 0.42 | 0.42 | 0.42 | 0.42 | 10.08 | 140 | 1411.2 | 0.42
SC | hard coal | Summer | 0.42 | 0.42 | 0.42 | 0.42 | 0.42 | 0.42 | 0.42 | 0.42 | 0.42 | 0.42 | 0.42 | 0.42 | 0.42 | 0.42 | 0.42 | 0.42 | 0.42 | 0.42 | 0.42 | 0.42 | 0.42 | 0.42 | 0.42 | 0.42 | 10.08 | 95 | 957.6 | 0.42
SC | hard coal | Fall | 0.42 | 0.42 | 0.42 | 0.42 | 0.42 | 0.42 | 0.42 | 0.42 | 0.42 | 0.42 | 0.42 | 0.42 | 0.42 | 0.42 | 0.42 | 0.42 | 0.42 | 0.42 | 0.42 | 0.42 | 0.42 | 0.42 | 0.42 | 0.42 | 10.08 | 65 | 655.2 | 0.42
SC | hard coal | Summer Peak | 0.42 | 0.42 | 0.42 | 0.42 | 0.42 | 0.42 | 0.42 | 0.42 | 0.42 | 0.42 | 0.42 | 0.42 | 0.42 | 0.42 | 0.42 | 0.42 | 0.42 | 0.42 | 0.42 | 0.42 | 0.42 | 0.42 | 0.42 | 0.42 | 10.08 | 23 | 231.84 | 0.42
SC | hard coal | Winter Peak | 0.42 | 0.42 | 0.42 | 0.42 | 0.42 | 0.42 | 0.42 | 0.42 | 0.42 | 0.42 | 0.42 | 0.42 | 0.42 | 0.42 | 0.42 | 0.42 | 0.42 | 0.42 | 0.42 | 0.42 | 0.42 | 0.42 | 0.42 | 0.42 | 10.08 | 13 | 131.04 | 0.42
SC | heavy or residual fuel oil | Winter | 0 | 0 | 0 | 0 | 0 | 0 | 0 | 0 | 0 | 0 | 0 | 0 | 0 | 0 | 0 | 0 | 0 | 0 | 0 | 0 | 0 | 0 | 0 | 0 | 0 | 29 | 0 | 0
SC | heavy or residual fuel oil | Spring | 0 | 0 | 0 | 0 | 0 | 0 | 0 | 0 | 0 | 0 | 0 | 0 | 0 | 0 | 0 | 0 | 0 | 0 | 0.0064625 | 0 | 0 | 0 | 0 | 0 | 0.0064625 | 140 | 0.90476 | 0.0064625
SC | heavy or residual fuel oil | Summer | 0 | 0 | 0 | 0 | 0 | 0 | 0 | 0 | 0 | 0 | 0 | 0 | 0 | 0 | 0.013668 | 0.13135 | 0.44187 | 0.85641 | 0.95 | 0.68306 | 0 | 0 | 0 | 0 | 3.0764 | 95 | 292.2543 | 0.95
SC | heavy or residual fuel oil | Fall | 0 | 0 | 0 | 0 | 0 | 0 | 0 | 0 | 0 | 0 | 0 | 0 | 0 | 0 | 0 | 0 | 0 | 0.06062 | 0.06062 | 0.0097468 | 0 | 0 | 0 | 0 | 0.13099 | 65 | 8.5142 | 0.06062
SC | heavy or residual fuel oil | Summer Peak | 0 | 0 | 0 | 0 | 0 | 0 | 0 | 0 | 0 | 0 | 0 | 0 | 0 | 0 | 0 | 0 | 0.59455 | 0.59455 | 0.59455 | 0.59455 | 0 | 0 | 0 | 0 | 2.3782 | 23 | 54.699 | 0.59455
SC | heavy or residual fuel oil | Winter Peak | 0 | 0 | 0 | 0 | 0 | 0 | 0 | 0 | 0 | 0 | 0 | 0 | 0 | 0 | 0 | 0 | 0 | 0 | 0 | 0 | 0 | 0 | 0 | 0 | 0 | 13 | 0 | 0
SC | hydro | Winter | 0.21292 | 0.2115 | 0.21198 | 0.21198 | 0.21467 | 0.22054 | 0.2285 | 0.22708 | 0.21693 | 0.21103 | 0.21198 | 0.21103 | 0.21103 | 0.21103 | 0.21103 | 0.21103 | 0.22226 | 0.2371 | 0.24117 | 0.24031 | 0.23797 | 0.22855 | 0.22143 | 0.21513 | 5.2782 | 29 | 153.0672 | 0.24117
SC | hydro | Spring | 0.17705 | 0.17685 | 0.17685 | 0.17685 | 0.17727 | 0.17934 | 0.18239 | 0.18043 | 0.17756 | 0.17744 | 0.17744 | 0.17774 | 0.17829 | 0.17855 | 0.17971 | 0.18233 | 0.19107 | 0.20141 | 0.20727 | 0.20575 | 0.19844 | 0.18954 | 0.18139 | 0.17794 | 4.4089 | 140 | 617.2462 | 0.20727
SC | hydro | Summer | 0.17327 | 0.173 | 0.173 | 0.17329 | 0.17403 | 0.1754 | 0.1787 | 0.17885 | 0.17518 | 0.17394 | 0.17409 | 0.17381 | 0.17596 | 0.17721 | 0.17799 | 0.18042 | 0.18736 | 0.19919 | 0.20318 | 0.20039 | 0.19368 | 0.183 | 0.1766 | 0.17387 | 4.3254 | 95 | 410.9132 | 0.20318
SC | hydro | Fall | 0.17399 | 0.17357 | 0.17357 | 0.17357 | 0.17441 | 0.17527 | 0.17689 | 0.17614 | 0.17484 | 0.17474 | 0.17399 | 0.17456 | 0.17536 | 0.17628 | 0.17744 | 0.17983 | 0.18513 | 0.20034 | 0.20411 | 0.20143 | 0.19397 | 0.18509 | 0.17834 | 0.17451 | 4.3274 | 65 | 281.2789 | 0.20411
SC | hydro | Summer Peak | 0.15344 | 0.15344 | 0.15344 | 0.15344 | 0.15344 | 0.15344 | 0.15344 | 0.15344 | 0.15344 | 0.15344 | 0.15344 | 0.15344 | 0.156 | 0.15759 | 0.15974 | 0.16659 | 0.17183 | 0.1841 | 0.18538 | 0.1827 | 0.17298 | 0.15485 | 0.15344 | 0.15344 | 3.8399 | 23 | 88.317 | 0.18538
SC | hydro | Winter Peak | 0.21356 | 0.21356 | 0.21356 | 0.21356 | 0.21574 | 0.21817 | 0.22686 | 0.22718 | 0.22232 | 0.21778 | 0.21916 | 0.2181 | 0.21995 | 0.21778 | 0.21778 | 0.21778 | 0.2332 | 0.24407 | 0.24482 | 0.24383 | 0.24102 | 0.23212 | 0.21995 | 0.21567 | 5.3675 | 13 | 69.7776 | 0.24482
SC | hydrogen combined cycle | Winter | 0.47472 | 0.46006 | 0.46111 | 0.46281 | 0.4921 | 0.54275 | 0.58313 | 0.57165 | 0.52029 | 0.50232 | 0.49469 | 0.48596 | 0.47306 | 0.45553 | 0.4509 | 0.48905 | 0.5823 | 0.64262 | 0.65486 | 0.65133 | 0.6383 | 0.60675 | 0.56115 | 0.51349 | 12.7709 | 29 | 370.3559 | 0.65486
SC | hydrogen combined cycle | Spring | 0.35575 | 0.33161 | 0.3303 | 0.33047 | 0.35213 | 0.40082 | 0.40161 | 0.36475 | 0.35912 | 0.36356 | 0.38739 | 0.4268 | 0.44252 | 0.44589 | 0.46128 | 0.4876 | 0.53477 | 0.59633 | 0.61877 | 0.61526 | 0.60978 | 0.59145 | 0.54652 | 0.41934 | 10.7738 | 140 | 1508.3366 | 0.61877
SC | hydrogen combined cycle | Summer | 0.46371 | 0.41807 | 0.40111 | 0.40009 | 0.40559 | 0.42053 | 0.40932 | 0.42135 | 0.44513 | 0.49685 | 0.56468 | 0.63318 | 0.66879 | 0.68916 | 0.70379 | 0.71455 | 0.72649 | 0.74058 | 0.75548 | 0.74542 | 0.72857 | 0.6967 | 0.62899 | 0.52603 | 13.8041 | 95 | 1311.3936 | 0.75548
SC | hydrogen combined cycle | Fall | 0.31391 | 0.30595 | 0.30337 | 0.29994 | 0.30644 | 0.36559 | 0.37347 | 0.34172 | 0.3351 | 0.36343 | 0.38898 | 0.42151 | 0.44528 | 0.45952 | 0.46715 | 0.49846 | 0.56186 | 0.59207 | 0.59756 | 0.58746 | 0.57049 | 0.53411 | 0.43398 | 0.34791 | 10.2152 | 65 | 663.9906 | 0.59756
SC | hydrogen combined cycle | Summer Peak | 0.49676 | 0.49676 | 0.49676 | 0.49676 | 0.49676 | 0.49676 | 0.39844 | 0.49676 | 0.49676 | 0.66089 | 0.66089 | 0.71819 | 0.79688 | 0.79688 | 0.79688 | 0.79688 | 0.79688 | 0.79688 | 0.79688 | 0.79688 | 0.79688 | 0.79688 | 0.66089 | 0.66089 | 15.7031 | 23 | 361.1705 | 0.79688
SC | hydrogen combined cycle | Winter Peak | 0.5926 | 0.5926 | 0.65013 | 0.65013 | 0.65013 | 0.66089 | 0.66089 | 0.71819 | 0.71819 | 0.66089 | 0.66089 | 0.66089 | 0.66089 | 0.60333 | 0.49676 | 0.66089 | 0.66089 | 0.78611 | 0.78611 | 0.78611 | 0.78611 | 0.77534 | 0.6395 | 0.6395 | 16.158 | 13 | 210.0537 | 0.78611
SC | hydrogen ct | Winter | 0.00037944 | 0.00037944 | 0.00037944 | 0.00037944 | 0.00037944 | 0.067314 | 0.4293 | 0.41833 | 0.00037944 | 0.00037944 | 0.00037944 | 0.00037944 | 0.00037944 | 0.00037944 | 0.00037944 | 0.00037944 | 0.00037944 | 0.021174 | 0.4205 | 0.43033 | 0.088108 | 0.00037944 | 0.00037944 | 0.00037944 | 1.8815 | 29 | 54.5639 | 0.43033
SC | hydrogen ct | Spring | 0.00037944 | 0.00037944 | 0.00037944 | 0.00037944 | 0.00037944 | 0.00037944 | 0.002651 | 0.002651 | 0.00037944 | 0.00037944 | 0.00037944 | 0.00037944 | 0.00037944 | 0.019752 | 0.091134 | 0.17113 | 0.32112 | 0.44235 | 0.60733 | 0.38894 | 0.026545 | 0.00037944 | 0.00037944 | 0.00037944 | 2.0789 | 140 | 291.048 | 0.60733
SC | hydrogen ct | Summer | 0.00037944 | 0.00037944 | 0.00037944 | 0.00037944 | 0.00037944 | 0.0067271 | 0.12193 | 0.00037944 | 0.00037944 | 0.00037944 | 0.00037944 | 0.00037944 | 0.0024638 | 0.015759 | 0.15576 | 0.31262 | 0.81652 | 1 | 1 | 1 | 0.086973 | 0.00037944 | 0.00037944 | 0.00037944 | 4.5237 | 95 | 429.7495 | 1
SC | hydrogen ct | Fall | 0.00037944 | 0.00037944 | 0.00037944 | 0.00037944 | 0.00037944 | 0.00037944 | 0.00037944 | 0.00037944 | 0.00037944 | 0.00037944 | 0.00037944 | 0.00037944 | 0.00037944 | 0.00037944 | 0.00037944 | 0.0083183 | 0.0083183 | 0.04612 | 0.20051 | 0.01995 | 0.00037944 | 0.00037944 | 0.00037944 | 0.00037944 | 0.29043 | 65 | 18.8779 | 0.20051
SC | hydrogen ct | Summer Peak | 0.00037944 | 0.00037944 | 0.00037944 | 0.00037944 | 0.00037944 | 0.00037944 | 0.00037944 | 0.00037944 | 0.00037944 | 0.00037944 | 0.00037944 | 0.00037944 | 0.020076 | 0.11099 | 0.57002 | 1 | 1 | 1 | 1 | 1 | 0.1483 | 0.00037944 | 0.00037944 | 0.00037944 | 5.8551 | 23 | 134.6668 | 1
SC | hydrogen ct | Winter Peak | 0.00037944 | 0.00037944 | 0.00037944 | 0.00037944 | 0.00037944 | 0.00037944 | 0.00037944 | 0.00037944 | 0.00037944 | 0.00037944 | 0.00037944 | 0.00037944 | 0.00037944 | 0.00037944 | 0.00037944 | 0.00037944 | 0.00037944 | 0.00037944 | 0.14831 | 0.044459 | 0.00037944 | 0.00037944 | 0.00037944 | 0.00037944 | 0.20112 | 13 | 2.6145 | 0.14831
SC | lignite ccs | Winter | 0.8 | 0.8 | 0.8 | 0.8 | 0.8 | 0.8 | 0.8 | 0.8 | 0.8 | 0.8 | 0.8 | 0.8 | 0.8 | 0.8 | 0.8 | 0.8 | 0.8 | 0.8 | 0.8 | 0.8 | 0.8 | 0.8 | 0.8 | 0.8 | 19.2 | 29 | 556.8 | 0.8
SC | lignite ccs | Spring | 0.8 | 0.8 | 0.8 | 0.8 | 0.8 | 0.8 | 0.8 | 0.8 | 0.8 | 0.8 | 0.8 | 0.8 | 0.8 | 0.8 | 0.8 | 0.8 | 0.8 | 0.8 | 0.8 | 0.8 | 0.8 | 0.8 | 0.8 | 0.8 | 19.2 | 140 | 2688 | 0.8
SC | lignite ccs | Summer | 0.8 | 0.8 | 0.8 | 0.8 | 0.8 | 0.8 | 0.8 | 0.8 | 0.8 | 0.8 | 0.8 | 0.8 | 0.8 | 0.8 | 0.8 | 0.8 | 0.8 | 0.8 | 0.8 | 0.8 | 0.8 | 0.8 | 0.8 | 0.8 | 19.2 | 95 | 1824 | 0.8
SC | lignite ccs | Fall | 0.8 | 0.8 | 0.8 | 0.8 | 0.8 | 0.8 | 0.8 | 0.8 | 0.8 | 0.8 | 0.8 | 0.8 | 0.8 | 0.8 | 0.8 | 0.8 | 0.8 | 0.8 | 0.8 | 0.8 | 0.8 | 0.8 | 0.8 | 0.8 | 19.2 | 65 | 1248 | 0.8
SC | lignite ccs | Summer Peak | 0.8 | 0.8 | 0.8 | 0.8 | 0.8 | 0.8 | 0.8 | 0.8 | 0.8 | 0.8 | 0.8 | 0.8 | 0.8 | 0.8 | 0.8 | 0.8 | 0.8 | 0.8 | 0.8 | 0.8 | 0.8 | 0.8 | 0.8 | 0.8 | 19.2 | 23 | 441.6 | 0.8
SC | lignite ccs | Winter Peak | 0.8 | 0.8 | 0.8 | 0.8 | 0.8 | 0.8 | 0.8 | 0.8 | 0.8 | 0.8 | 0.8 | 0.8 | 0.8 | 0.8 | 0.8 | 0.8 | 0.8 | 0.8 | 0.8 | 0.8 | 0.8 | 0.8 | 0.8 | 0.8 | 19.2 | 13 | 249.6 | 0.8
SC | lignite | Winter | 0.638 | 0.638 | 0.638 | 0.638 | 0.638 | 0.638 | 0.638 | 0.638 | 0.638 | 0.638 | 0.638 | 0.638 | 0.638 | 0.638 | 0.638 | 0.638 | 0.638 | 0.638 | 0.638 | 0.638 | 0.638 | 0.638 | 0.638 | 0.638 | 15.312 | 29 | 444.048 | 0.638
SC | lignite | Spring | 0.638 | 0.638 | 0.638 | 0.638 | 0.638 | 0.638 | 0.638 | 0.638 | 0.638 | 0.638 | 0.638 | 0.638 | 0.638 | 0.638 | 0.638 | 0.638 | 0.638 | 0.638 | 0.638 | 0.638 | 0.638 | 0.638 | 0.638 | 0.638 | 15.312 | 140 | 2143.68 | 0.638
SC | lignite | Summer | 0.638 | 0.638 | 0.638 | 0.638 | 0.638 | 0.638 | 0.638 | 0.638 | 0.638 | 0.638 | 0.638 | 0.638 | 0.638 | 0.638 | 0.638 | 0.638 | 0.638 | 0.638 | 0.638 | 0.638 | 0.638 | 0.638 | 0.638 | 0.638 | 15.312 | 95 | 1454.64 | 0.638
SC | lignite | Fall | 0.638 | 0.638 | 0.638 | 0.638 | 0.638 | 0.638 | 0.638 | 0.638 | 0.638 | 0.638 | 0.638 | 0.638 | 0.638 | 0.638 | 0.638 | 0.638 | 0.638 | 0.638 | 0.638 | 0.638 | 0.638 | 0.638 | 0.638 | 0.638 | 15.312 | 65 | 995.28 | 0.638
SC | lignite | Summer Peak | 0.638 | 0.638 | 0.638 | 0.638 | 0.638 | 0.638 | 0.638 | 0.638 | 0.638 | 0.638 | 0.638 | 0.638 | 0.638 | 0.638 | 0.638 | 0.638 | 0.638 | 0.638 | 0.638 | 0.638 | 0.638 | 0.638 | 0.638 | 0.638 | 15.312 | 23 | 352.176 | 0.638
SC | lignite | Winter Peak | 0.638 | 0.638 | 0.638 | 0.638 | 0.638 | 0.638 | 0.638 | 0.638 | 0.638 | 0.638 | 0.638 | 0.638 | 0.638 | 0.638 | 0.638 | 0.638 | 0.638 | 0.638 | 0.638 | 0.638 | 0.638 | 0.638 | 0.638 | 0.638 | 15.312 | 13 | 199.056 | 0.638
SC | municipal solid waste | Winter | 0.73423 | 0.73423 | 0.73423 | 0.73423 | 0.73423 | 0.73423 | 0.73423 | 0.73423 | 0.73423 | 0.73423 | 0.73423 | 0.73423 | 0.73423 | 0.73423 | 0.73423 | 0.73423 | 0.73423 | 0.73423 | 0.73423 | 0.73423 | 0.73423 | 0.73423 | 0.73423 | 0.73423 | 17.6215 | 29 | 511.0239 | 0.73423
SC | municipal solid waste | Spring | 0.73423 | 0.73423 | 0.73423 | 0.73413 | 0.73413 | 0.73413 | 0.73413 | 0.73413 | 0.73413 | 0.73413 | 0.73423 | 0.73423 | 0.73423 | 0.73423 | 0.73423 | 0.73423 | 0.73423 | 0.73423 | 0.73423 | 0.73423 | 0.73423 | 0.73423 | 0.73423 | 0.73423 | 17.6208 | 140 | 2466.9169 | 0.73423
SC | municipal solid waste | Summer | 0.73413 | 0.73413 | 0.73402 | 0.73402 | 0.73402 | 0.73402 | 0.73402 | 0.73402 | 0.73402 | 0.73423 | 0.73423 | 0.73423 | 0.73423 | 0.73423 | 0.73423 | 0.73423 | 0.73423 | 0.73423 | 0.73423 | 0.73423 | 0.73423 | 0.73423 | 0.73423 | 0.73413 | 17.6198 | 95 | 1673.8782 | 0.73423
SC | municipal solid waste | Fall | 0.73423 | 0.73423 | 0.73423 | 0.73423 | 0.73423 | 0.73423 | 0.73423 | 0.73423 | 0.73423 | 0.73423 | 0.73423 | 0.73423 | 0.73423 | 0.73423 | 0.73423 | 0.73423 | 0.73423 | 0.73423 | 0.73423 | 0.73423 | 0.73423 | 0.73423 | 0.73423 | 0.73423 | 17.6215 | 65 | 1145.3984 | 0.73423
SC | municipal solid waste | Summer Peak | 0.73423 | 0.73423 | 0.73423 | 0.73423 | 0.73423 | 0.73423 | 0.73423 | 0.73423 | 0.73423 | 0.73423 | 0.73423 | 0.73423 | 0.73423 | 0.73423 | 0.73423 | 0.73423 | 0.73423 | 0.73423 | 0.73423 | 0.73423 | 0.73423 | 0.73423 | 0.73423 | 0.73423 | 17.6215 | 23 | 405.2948 | 0.73423
SC | municipal solid waste | Winter Peak | 0.73423 | 0.73423 | 0.73423 | 0.73423 | 0.73423 | 0.73423 | 0.73423 | 0.73423 | 0.73423 | 0.73423 | 0.73423 | 0.73423 | 0.73423 | 0.73423 | 0.73423 | 0.73423 | 0.73423 | 0.73423 | 0.73423 | 0.73423 | 0.73423 | 0.73423 | 0.73423 | 0.73423 | 17.6215 | 13 | 229.0797 | 0.73423
SC | natural gas peaker | Winter | 0.00037944 | 0.00037944 | 0.00037944 | 0.00037944 | 0.00037944 | 0.067314 | 0.4293 | 0.41833 | 0.00037944 | 0.00037944 | 0.00037944 | 0.00037944 | 0.00037944 | 0.00037944 | 0.00037944 | 0.00037944 | 0.00037944 | 0.021174 | 0.4205 | 0.43033 | 0.088108 | 0.00037944 | 0.00037944 | 0.00037944 | 1.8815 | 29 | 54.5639 | 0.43033
SC | natural gas peaker | Spring | 0.00037944 | 0.00037944 | 0.00037944 | 0.00037944 | 0.00037944 | 0.00037944 | 0.002651 | 0.002651 | 0.00037944 | 0.00037944 | 0.00037944 | 0.00037944 | 0.00037944 | 0.019752 | 0.091134 | 0.17113 | 0.32112 | 0.44235 | 0.60733 | 0.38894 | 0.026545 | 0.00037944 | 0.00037944 | 0.00037944 | 2.0789 | 140 | 291.048 | 0.60733
SC | natural gas peaker | Summer | 0.00037944 | 0.00037944 | 0.00037944 | 0.00037944 | 0.00037944 | 0.0067271 | 0.12193 | 0.00037944 | 0.00037944 | 0.00037944 | 0.00037944 | 0.00037944 | 0.0024638 | 0.015759 | 0.15576 | 0.31262 | 0.81652 | 1 | 1 | 1 | 0.086973 | 0.00037944 | 0.00037944 | 0.00037944 | 4.5237 | 95 | 429.7495 | 1
SC | natural gas peaker | Fall | 0.00037944 | 0.00037944 | 0.00037944 | 0.00037944 | 0.00037944 | 0.00037944 | 0.00037944 | 0.00037944 | 0.00037944 | 0.00037944 | 0.00037944 | 0.00037944 | 0.00037944 | 0.00037944 | 0.00037944 | 0.0083183 | 0.0083183 | 0.04612 | 0.20051 | 0.01995 | 0.00037944 | 0.00037944 | 0.00037944 | 0.00037944 | 0.29043 | 65 | 18.8779 | 0.20051
SC | natural gas peaker | Summer Peak | 0.00037944 | 0.00037944 | 0.00037944 | 0.00037944 | 0.00037944 | 0.00037944 | 0.00037944 | 0.00037944 | 0.00037944 | 0.00037944 | 0.00037944 | 0.00037944 | 0.020076 | 0.11099 | 0.57002 | 1 | 1 | 1 | 1 | 1 | 0.1483 | 0.00037944 | 0.00037944 | 0.00037944 | 5.8551 | 23 | 134.6668 | 1
SC | natural gas peaker | Winter Peak | 0.00037944 | 0.00037944 | 0.00037944 | 0.00037944 | 0.00037944 | 0.00037944 | 0.00037944 | 0.00037944 | 0.00037944 | 0.00037944 | 0.00037944 | 0.00037944 | 0.00037944 | 0.00037944 | 0.00037944 | 0.00037944 | 0.00037944 | 0.00037944 | 0.14831 | 0.044459 | 0.00037944 | 0.00037944 | 0.00037944 | 0.00037944 | 0.20112 | 13 | 2.6145 | 0.14831
SC | nuclear | Winter | 0.95174 | 0.95174 | 0.95174 | 0.95174 | 0.95174 | 0.95174 | 0.95174 | 0.95174 | 0.95174 | 0.95174 | 0.95174 | 0.95174 | 0.95174 | 0.95174 | 0.95174 | 0.95174 | 0.95174 | 0.95174 | 0.95174 | 0.95174 | 0.95174 | 0.95174 | 0.95174 | 0.95174 | 22.8418 | 29 | 662.4123 | 0.95174
SC | nuclear | Spring | 0.95174 | 0.95174 | 0.95174 | 0.95174 | 0.95174 | 0.95174 | 0.95122 | 0.95172 | 0.95174 | 0.95174 | 0.95174 | 0.95174 | 0.95174 | 0.95174 | 0.95174 | 0.95174 | 0.95174 | 0.95174 | 0.95174 | 0.95174 | 0.95174 | 0.95174 | 0.95174 | 0.95174 | 22.8413 | 140 | 3197.7752 | 0.95174
SC | nuclear | Summer | 0.95174 | 0.95174 | 0.95174 | 0.95174 | 0.95174 | 0.95174 | 0.94947 | 0.95099 | 0.95174 | 0.95174 | 0.95174 | 0.95174 | 0.95174 | 0.95174 | 0.95174 | 0.95174 | 0.95174 | 0.95174 | 0.95174 | 0.95174 | 0.95174 | 0.95174 | 0.95174 | 0.95174 | 22.8388 | 95 | 2169.6833 | 0.95174
SC | nuclear | Fall | 0.95174 | 0.95174 | 0.95174 | 0.95174 | 0.95174 | 0.95174 | 0.95173 | 0.95174 | 0.95174 | 0.95174 | 0.95174 | 0.95174 | 0.95174 | 0.95174 | 0.95174 | 0.95174 | 0.95174 | 0.95174 | 0.95174 | 0.95174 | 0.95174 | 0.95174 | 0.95174 | 0.95174 | 22.8418 | 65 | 1484.7164 | 0.95174
SC | nuclear | Summer Peak | 0.95174 | 0.95174 | 0.95174 | 0.95174 | 0.95174 | 0.95174 | 0.95174 | 0.95174 | 0.95174 | 0.95174 | 0.95174 | 0.95174 | 0.95174 | 0.95174 | 0.95174 | 0.95174 | 0.95174 | 0.95174 | 0.95174 | 0.95174 | 0.95174 | 0.95174 | 0.95174 | 0.95174 | 22.8418 | 23 | 525.3614 | 0.95174
SC | nuclear | Winter Peak | 0.95174 | 0.95174 | 0.95174 | 0.95174 | 0.95174 | 0.95174 | 0.95174 | 0.95174 | 0.95174 | 0.95174 | 0.95174 | 0.95174 | 0.95174 | 0.95174 | 0.95174 | 0.95174 | 0.95174 | 0.95174 | 0.95174 | 0.95174 | 0.95174 | 0.95174 | 0.95174 | 0.95174 | 22.8418 | 13 | 296.9434 | 0.95174
SC | offshore wind | Winter | 0.62942 | 0.61578 | 0.62394 | 0.63651 | 0.63476 | 0.63359 | 0.61519 | 0.60082 | 0.55792 | 0.50666 | 0.47281 | 0.45131 | 0.43407 | 0.42718 | 0.43121 | 0.44932 | 0.46966 | 0.49188 | 0.50762 | 0.52472 | 0.54651 | 0.55437 | 0.56098 | 0.56707 | 12.9433 | 29 | 375.3564 | 0.63651
SC | offshore wind | Spring | 0.48763 | 0.47997 | 0.47286 | 0.46601 | 0.46005 | 0.44966 | 0.43288 | 0.41496 | 0.40082 | 0.38018 | 0.35825 | 0.3564 | 0.35519 | 0.36345 | 0.38052 | 0.39435 | 0.42199 | 0.43901 | 0.44885 | 0.45532 | 0.45528 | 0.44767 | 0.44529 | 0.44453 | 10.2111 | 140 | 1429.5595 | 0.48763
SC | offshore wind | Summer | 0.36268 | 0.35326 | 0.34092 | 0.33215 | 0.3247 | 0.31931 | 0.31395 | 0.30917 | 0.30026 | 0.28766 | 0.28365 | 0.28577 | 0.2972 | 0.3222 | 0.35206 | 0.37579 | 0.39803 | 0.41327 | 0.42541 | 0.4329 | 0.43758 | 0.43403 | 0.43295 | 0.42938 | 8.5643 | 95 | 813.6074 | 0.43758
SC | offshore wind | Fall | 0.42963 | 0.42865 | 0.42319 | 0.41464 | 0.40249 | 0.38968 | 0.37829 | 0.37205 | 0.35518 | 0.33758 | 0.32813 | 0.32921 | 0.32618 | 0.33038 | 0.34891 | 0.36773 | 0.3819 | 0.39195 | 0.40947 | 0.42517 | 0.43351 | 0.42521 | 0.43008 | 0.43265 | 9.2919 | 65 | 603.972 | 0.43351
SC | offshore wind | Summer Peak | 0.35841 | 0.34045 | 0.35217 | 0.35073 | 0.29372 | 0.27072 | 0.25458 | 0.2262 | 0.20014 | 0.17504 | 0.17701 | 0.20492 | 0.24981 | 0.27693 | 0.31442 | 0.34238 | 0.38252 | 0.41103 | 0.40941 | 0.42216 | 0.43758 | 0.43005 | 0.40518 | 0.38912 | 7.6747 | 23 | 176.5175 | 0.43758
SC | offshore wind | Winter Peak | 0.4644 | 0.45532 | 0.43622 | 0.43529 | 0.43665 | 0.4459 | 0.44495 | 0.44156 | 0.43432 | 0.42251 | 0.41697 | 0.41929 | 0.42836 | 0.44516 | 0.48111 | 0.50026 | 0.5143 | 0.5298 | 0.5472 | 0.54207 | 0.53858 | 0.54583 | 0.55702 | 0.5621 | 11.4452 | 13 | 148.7872 | 0.5621
SC | onshore wind | Winter | 0.32569 | 0.32545 | 0.33492 | 0.33857 | 0.3424 | 0.34525 | 0.34521 | 0.34886 | 0.34869 | 0.33361 | 0.28384 | 0.24047 | 0.22575 | 0.22302 | 0.22125 | 0.2203 | 0.21759 | 0.22947 | 0.27106 | 0.30558 | 0.32655 | 0.33435 | 0.33502 | 0.33457 | 7.1575 | 29 | 207.5661 | 0.34886
SC | onshore wind | Spring | 0.40439 | 0.40508 | 0.39294 | 0.3819 | 0.36956 | 0.36259 | 0.35594 | 0.33553 | 0.28035 | 0.23222 | 0.21472 | 0.21174 | 0.20971 | 0.20821 | 0.21042 | 0.21533 | 0.22257 | 0.23117 | 0.23857 | 0.26569 | 0.30865 | 0.35859 | 0.39318 | 0.40286 | 7.2119 | 140 | 1009.6682 | 0.40508
SC | onshore wind | Summer | 0.37434 | 0.37511 | 0.36593 | 0.36169 | 0.3485 | 0.33506 | 0.31903 | 0.25995 | 0.17369 | 0.15204 | 0.15233 | 0.1507 | 0.15168 | 0.15957 | 0.1741 | 0.19879 | 0.22319 | 0.25595 | 0.28843 | 0.30684 | 0.34276 | 0.37301 | 0.37552 | 0.37116 | 6.5894 | 95 | 625.9885 | 0.37552
SC | onshore wind | Fall | 0.31485 | 0.31875 | 0.31821 | 0.3198 | 0.31992 | 0.32187 | 0.31475 | 0.30553 | 0.27501 | 0.2045 | 0.16369 | 0.14842 | 0.14128 | 0.13655 | 0.13561 | 0.14181 | 0.14927 | 0.15319 | 0.17115 | 0.22298 | 0.27126 | 0.29273 | 0.30601 | 0.30788 | 5.755 | 65 | 374.0758 | 0.32187
SC | onshore wind | Summer Peak | 0.25175 | 0.23119 | 0.22766 | 0.20705 | 0.18878 | 0.18579 | 0.19686 | 0.16744 | 0.10487 | 0.07666 | 0.068687 | 0.059419 | 0.057742 | 0.06874 | 0.070841 | 0.093922 | 0.12987 | 0.17673 | 0.22332 | 0.22541 | 0.29371 | 0.34001 | 0.31112 | 0.30838 | 4.2659 | 23 | 98.1168 | 0.34001
SC | onshore wind | Winter Peak | 0.37711 | 0.38378 | 0.40803 | 0.41838 | 0.40903 | 0.39407 | 0.36751 | 0.34967 | 0.3398 | 0.33137 | 0.30126 | 0.2654 | 0.23024 | 0.22433 | 0.22391 | 0.21963 | 0.23563 | 0.28197 | 0.33558 | 0.36147 | 0.36668 | 0.3664 | 0.36639 | 0.38238 | 7.94 | 13 | 103.2205 | 0.41838
SC | petroleum | Winter | 0.00037944 | 0.00037944 | 0.00037944 | 0.00037944 | 0.00037944 | 0.067314 | 0.4293 | 0.41833 | 0.00037944 | 0.00037944 | 0.00037944 | 0.00037944 | 0.00037944 | 0.00037944 | 0.00037944 | 0.00037944 | 0.00037944 | 0.021174 | 0.4205 | 0.43033 | 0.088108 | 0.00037944 | 0.00037944 | 0.00037944 | 1.8815 | 29 | 54.5639 | 0.43033
SC | petroleum | Spring | 0.00037944 | 0.00037944 | 0.00037944 | 0.00037944 | 0.00037944 | 0.00037944 | 0.002651 | 0.002651 | 0.00037944 | 0.00037944 | 0.00037944 | 0.00037944 | 0.00037944 | 0.019752 | 0.091134 | 0.17113 | 0.32112 | 0.44235 | 0.60733 | 0.38894 | 0.026545 | 0.00037944 | 0.00037944 | 0.00037944 | 2.0789 | 140 | 291.048 | 0.60733
SC | petroleum | Summer | 0.00037944 | 0.00037944 | 0.00037944 | 0.00037944 | 0.00037944 | 0.0067271 | 0.12193 | 0.00037944 | 0.00037944 | 0.00037944 | 0.00037944 | 0.00037944 | 0.0024638 | 0.015759 | 0.15576 | 0.31262 | 0.81652 | 1 | 1 | 1 | 0.086973 | 0.00037944 | 0.00037944 | 0.00037944 | 4.5237 | 95 | 429.7495 | 1
SC | petroleum | Fall | 0.00037944 | 0.00037944 | 0.00037944 | 0.00037944 | 0.00037944 | 0.00037944 | 0.00037944 | 0.00037944 | 0.00037944 | 0.00037944 | 0.00037944 | 0.00037944 | 0.00037944 | 0.00037944 | 0.00037944 | 0.0083183 | 0.0083183 | 0.04612 | 0.20051 | 0.01995 | 0.00037944 | 0.00037944 | 0.00037944 | 0.00037944 | 0.29043 | 65 | 18.8779 | 0.20051
SC | petroleum | Summer Peak | 0.00037944 | 0.00037944 | 0.00037944 | 0.00037944 | 0.00037944 | 0.00037944 | 0.00037944 | 0.00037944 | 0.00037944 | 0.00037944 | 0.00037944 | 0.00037944 | 0.020076 | 0.11099 | 0.57002 | 1 | 1 | 1 | 1 | 1 | 0.1483 | 0.00037944 | 0.00037944 | 0.00037944 | 5.8551 | 23 | 134.6668 | 1
SC | petroleum | Winter Peak | 0.00037944 | 0.00037944 | 0.00037944 | 0.00037944 | 0.00037944 | 0.00037944 | 0.00037944 | 0.00037944 | 0.00037944 | 0.00037944 | 0.00037944 | 0.00037944 | 0.00037944 | 0.00037944 | 0.00037944 | 0.00037944 | 0.00037944 | 0.00037944 | 0.14831 | 0.044459 | 0.00037944 | 0.00037944 | 0.00037944 | 0.00037944 | 0.20112 | 13 | 2.6145 | 0.14831
SC | pumped hydro | Winter | 0 | 0 | 0 | 0 | 0 | 0.052766 | 0.15022 | 0.094569 | 0 | 0 | 0 | 0 | 0 | 0 | 0 | 0 | 0 | 0.14046 | 0.46435 | 0.45791 | 0.18632 | 0.023088 | 0 | 0 | 1.5697 | 29 | 45.5207 | 0.46435
SC | pumped hydro | Spring | 0 | 0 | 0 | 0 | 0 | 0 | 0.025318 | 0.020642 | 0 | 0 | 0 | 0.0026505 | 0.019625 | 0.034216 | 0.049676 | 0.057757 | 0.11318 | 0.35214 | 0.62064 | 0.56406 | 0.3271 | 0.047348 | 0 | 0 | 2.2343 | 140 | 312.8085 | 0.62064
SC | pumped hydro | Summer | 0 | 0 | 0 | 0 | 0 | 0.0039146 | 0.014393 | 0.0063068 | 0 | 0 | 0 | 0.025847 | 0.079358 | 0.12739 | 0.15663 | 0.22904 | 0.32706 | 0.51036 | 0.68048 | 0.6126 | 0.41763 | 0.096801 | 0 | 0 | 3.2878 | 95 | 312.3412 | 0.68048
SC | pumped hydro | Fall | 0 | 0 | 0 | 0 | 0 | 0.0010576 | 0.028484 | 0.013941 | 0 | 0 | 0 | 0 | 0.00063002 | 0.010263 | 0.044416 | 0.086839 | 0.13901 | 0.40874 | 0.62727 | 0.52279 | 0.34439 | 0.042815 | 0 | 0 | 2.2706 | 65 | 147.5915 | 0.62727
SC | pumped hydro | Summer Peak | 0 | 0 | 0 | 0 | 0 | 0 | 0 | 0 | 0 | 0 | 0 | 0.048246 | 0.16487 | 0.35235 | 0.54167 | 0.71453 | 0.80023 | 0.82175 | 0.82561 | 0.82378 | 0.77456 | 0.1695 | 0 | 0 | 6.0371 | 23 | 138.8532 | 0.82561
SC | pumped hydro | Winter Peak | 0 | 0 | 0 | 0 | 0 | 0 | 0.030739 | 0.048479 | 0 | 0 | 0 | 0 | 0 | 0 | 0 | 0 | 0 | 0.33804 | 0.52457 | 0.51613 | 0.12685 | 0 | 0 | 0 | 1.5848 | 13 | 20.6023 | 0.52457
SC | smr | Winter | 0.92999 | 0.92999 | 0.92999 | 0.92999 | 0.92999 | 0.92999 | 0.92999 | 0.92999 | 0.92999 | 0.92999 | 0.92999 | 0.92999 | 0.92999 | 0.92999 | 0.92999 | 0.92999 | 0.92999 | 0.92999 | 0.92999 | 0.92999 | 0.92999 | 0.92999 | 0.92999 | 0.92999 | 22.3197 | 29 | 647.2714 | 0.92999
SC | smr | Spring | 0.92999 | 0.92999 | 0.92999 | 0.92999 | 0.92999 | 0.92999 | 0.92999 | 0.92999 | 0.92999 | 0.92999 | 0.92999 | 0.92999 | 0.92999 | 0.92999 | 0.92999 | 0.92999 | 0.92999 | 0.92999 | 0.92999 | 0.92999 | 0.92999 | 0.92999 | 0.92999 | 0.92999 | 22.3197 | 140 | 3124.7587 | 0.92999
SC | smr | Summer | 0.92999 | 0.92999 | 0.92999 | 0.92999 | 0.92999 | 0.92999 | 0.92999 | 0.92999 | 0.92999 | 0.92999 | 0.92999 | 0.92999 | 0.92999 | 0.92999 | 0.92999 | 0.92999 | 0.92999 | 0.92999 | 0.92999 | 0.92999 | 0.92999 | 0.92999 | 0.92999 | 0.92999 | 22.3197 | 95 | 2120.372 | 0.92999
SC | smr | Fall | 0.92999 | 0.92999 | 0.92999 | 0.92999 | 0.92999 | 0.92999 | 0.92999 | 0.92999 | 0.92999 | 0.92999 | 0.92999 | 0.92999 | 0.92999 | 0.92999 | 0.92999 | 0.92999 | 0.92999 | 0.92999 | 0.92999 | 0.92999 | 0.92999 | 0.92999 | 0.92999 | 0.92999 | 22.3197 | 65 | 1450.7808 | 0.92999
SC | smr | Summer Peak | 0.92999 | 0.92999 | 0.92999 | 0.92999 | 0.92999 | 0.92999 | 0.92999 | 0.92999 | 0.92999 | 0.92999 | 0.92999 | 0.92999 | 0.92999 | 0.92999 | 0.92999 | 0.92999 | 0.92999 | 0.92999 | 0.92999 | 0.92999 | 0.92999 | 0.92999 | 0.92999 | 0.92999 | 22.3197 | 23 | 513.3532 | 0.92999
SC | smr | Winter Peak | 0.92999 | 0.92999 | 0.92999 | 0.92999 | 0.92999 | 0.92999 | 0.92999 | 0.92999 | 0.92999 | 0.92999 | 0.92999 | 0.92999 | 0.92999 | 0.92999 | 0.92999 | 0.92999 | 0.92999 | 0.92999 | 0.92999 | 0.92999 | 0.92999 | 0.92999 | 0.92999 | 0.92999 | 22.3197 | 13 | 290.1562 | 0.92999
SC | solar pv dist | Winter | 0 | 0 | 0 | 0 | 0 | 0 | 0.010019 | 0.17996 | 0.3578 | 0.41286 | 0.38543 | 0.3743 | 0.37381 | 0.50521 | 0.4857 | 0.35859 | 0.12536 | 0.0069565 | 0 | 0 | 0 | 0 | 0 | 0 | 3.576 | 29 | 103.704 | 0.50521
SC | solar pv dist | Spring | 0 | 0 | 0 | 0 | 3.5146e-05 | 0.00085659 | 0.16399 | 0.31294 | 0.40712 | 0.43543 | 0.43771 | 0.42997 | 0.42289 | 0.51116 | 0.49243 | 0.3963 | 0.23435 | 0.11767 | 0.0069271 | 0 | 0 | 0 | 0 | 0 | 4.3698 | 140 | 611.7711 | 0.51116
SC | solar pv dist | Summer | 0 | 0 | 0 | 0 | 0.0001072 | 0.0025476 | 0.15427 | 0.24974 | 0.33567 | 0.36925 | 0.38061 | 0.38528 | 0.38723 | 0.46419 | 0.44538 | 0.36083 | 0.23159 | 0.14254 | 0.013809 | 0 | 0 | 0 | 0 | 0 | 3.923 | 95 | 372.6888 | 0.46419
SC | solar pv dist | Fall | 0 | 0 | 0 | 0 | 7.0418e-06 | 0.00049117 | 0.16064 | 0.31899 | 0.39556 | 0.41469 | 0.42179 | 0.42399 | 0.43204 | 0.51328 | 0.47744 | 0.39832 | 0.22497 | 0.11995 | 0.0048853 | 0 | 0 | 0 | 0 | 0 | 4.307 | 65 | 279.9574 | 0.51328
SC | solar pv dist | Summer Peak | 0 | 0 | 0 | 0 | 4.9752e-06 | 0.0047115 | 0.22974 | 0.32144 | 0.37359 | 0.41244 | 0.4159 | 0.41092 | 0.39916 | 0.46407 | 0.40784 | 0.36414 | 0.26775 | 0.14995 | 0.017468 | 0 | 0 | 0 | 0 | 0 | 4.2391 | 23 | 97.4999 | 0.46407
SC | solar pv dist | Winter Peak | 0 | 0 | 0 | 0 | 0 | 0 | 0.0019189 | 0.085197 | 0.21041 | 0.26034 | 0.27046 | 0.26424 | 0.27627 | 0.36362 | 0.33496 | 0.23793 | 0.053914 | 0 | 0 | 0 | 0 | 0 | 0 | 0 | 2.3593 | 13 | 30.6703 | 0.36362
SC | solar pv | Winter | 0 | 0 | 0 | 0 | 0 | 0 | 0.0013638 | 0.14473 | 0.39039 | 0.46196 | 0.44878 | 0.42829 | 0.42053 | 0.43353 | 0.43224 | 0.36986 | 0.14604 | 0.0058826 | 0 | 0 | 0 | 0 | 0 | 0 | 3.6836 | 29 | 106.8239 | 0.46196
SC | solar pv | Spring | 0 | 0 | 0 | 0 | 6.8831e-05 | 0.023612 | 0.15978 | 0.36992 | 0.50356 | 0.54011 | 0.54107 | 0.53225 | 0.52594 | 0.52789 | 0.51112 | 0.44556 | 0.27755 | 0.09872 | 0.0066329 | 0 | 0 | 0 | 0 | 0 | 5.0638 | 140 | 708.9312 | 0.54107
SC | solar pv | Summer | 0 | 0 | 0 | 0 | 0.00016219 | 0.035273 | 0.16697 | 0.29811 | 0.40242 | 0.4531 | 0.47417 | 0.48087 | 0.4791 | 0.47189 | 0.44931 | 0.39494 | 0.2784 | 0.13036 | 0.01874 | 0 | 0 | 0 | 0 | 0 | 4.5338 | 95 | 430.7126 | 0.48087
SC | solar pv | Fall | 0 | 0 | 0 | 0 | 2.6253e-05 | 0.017986 | 0.15422 | 0.3758 | 0.49674 | 0.52505 | 0.52648 | 0.52374 | 0.52294 | 0.51839 | 0.49687 | 0.43372 | 0.27733 | 0.098169 | 0.0056992 | 0 | 0 | 0 | 0 | 0 | 4.9732 | 65 | 323.2559 | 0.52648
SC | solar pv | Summer Peak | 0 | 0 | 0 | 0 | 8.7286e-06 | 0.048509 | 0.27739 | 0.43761 | 0.50311 | 0.54092 | 0.54383 | 0.54255 | 0.52728 | 0.50177 | 0.45429 | 0.40489 | 0.32377 | 0.17687 | 0.02374 | 0 | 0 | 0 | 0 | 0 | 5.3065 | 23 | 122.0503 | 0.54383
SC | solar pv | Winter Peak | 0 | 0 | 0 | 0 | 0 | 0 | 0.00019304 | 0.073238 | 0.24852 | 0.31952 | 0.33432 | 0.34535 | 0.34901 | 0.34402 | 0.32915 | 0.26226 | 0.073037 | 0 | 0 | 0 | 0 | 0 | 0 | 0 | 2.6786 | 13 | 34.822 | 0.34901
SC | solar thermal | Winter | 0 | 0 | 0 | 0 | 0 | 0 | 0 | 0 | 0 | 0.08597 | 0.37963 | 0.49887 | 0.49723 | 0.48344 | 0.47116 | 0.48279 | 0.49202 | 0.44649 | 0.21282 | 0.015243 | 0 | 0 | 0 | 0 | 4.0657 | 29 | 117.9043 | 0.49887
SC | solar thermal | Spring | 0 | 0 | 0 | 0 | 0 | 0 | 0 | 0.0076376 | 0.18687 | 0.48014 | 0.63047 | 0.67382 | 0.67706 | 0.67418 | 0.66674 | 0.6665 | 0.66683 | 0.64842 | 0.56803 | 0.30656 | 0.039289 | 0 | 0 | 0 | 6.8926 | 140 | 964.9589 | 0.67706
SC | solar thermal | Summer | 0 | 0 | 0 | 0 | 0 | 0 | 0 | 0.024165 | 0.27576 | 0.51489 | 0.59949 | 0.63012 | 0.63917 | 0.63842 | 0.63267 | 0.62353 | 0.61338 | 0.59439 | 0.54207 | 0.40006 | 0.11962 | 2.6056e-06 | 0 | 0 | 6.8477 | 95 | 650.5337 | 0.63917
SC | solar thermal | Fall | 0 | 0 | 0 | 0 | 0 | 0 | 0 | 0 | 0.054994 | 0.36422 | 0.55217 | 0.58569 | 0.57826 | 0.56812 | 0.56341 | 0.56827 | 0.56955 | 0.52878 | 0.35579 | 0.077412 | 3.2207e-05 | 0 | 0 | 0 | 5.3667 | 65 | 348.8351 | 0.58569
SC | solar thermal | Summer Peak | 0 | 0 | 0 | 0 | 0 | 0 | 0 | 0.027732 | 0.38084 | 0.62249 | 0.69231 | 0.71807 | 0.7248 | 0.72465 | 0.72329 | 0.72571 | 0.72389 | 0.71218 | 0.67311 | 0.55977 | 0.22117 | 0 | 0 | 0 | 8.23 | 23 | 189.2903 | 0.72571
SC | solar thermal | Winter Peak | 0 | 0 | 0 | 0 | 0 | 0 | 0 | 0 | 0 | 0.0026447 | 0.27588 | 0.35613 | 0.39021 | 0.41121 | 0.42512 | 0.48557 | 0.52766 | 0.49305 | 0.19344 | 0 | 0 | 0 | 0 | 0 | 3.5609 | 13 | 46.2917 | 0.52766
SC | natural gas steam turbine | Winter | 0.2736 | 0.2736 | 0.2736 | 0.2736 | 0.2736 | 0.2736 | 0.2736 | 0.2736 | 0.2736 | 0.2736 | 0.2736 | 0.2736 | 0.2736 | 0.2736 | 0.2736 | 0.2736 | 0.2736 | 0.2736 | 0.2736 | 0.2736 | 0.2736 | 0.2736 | 0.2736 | 0.2736 | 6.5664 | 29 | 190.4256 | 0.2736
SC | natural gas steam turbine | Spring | 0.2736 | 0.2736 | 0.2736 | 0.2736 | 0.2736 | 0.2736 | 0.2736 | 0.2736 | 0.2736 | 0.2736 | 0.2736 | 0.2736 | 0.2736 | 0.2736 | 0.2736 | 0.2736 | 0.2736 | 0.2736 | 0.2736 | 0.2736 | 0.2736 | 0.2736 | 0.2736 | 0.2736 | 6.5664 | 140 | 919.296 | 0.2736
SC | natural gas steam turbine | Summer | 0.2736 | 0.2736 | 0.2736 | 0.2736 | 0.2736 | 0.2736 | 0.2736 | 0.2736 | 0.2736 | 0.2736 | 0.2736 | 0.2736 | 0.2736 | 0.2736 | 0.2736 | 0.2736 | 0.2736 | 0.2736 | 0.2736 | 0.2736 | 0.2736 | 0.2736 | 0.2736 | 0.2736 | 6.5664 | 95 | 623.808 | 0.2736
SC | natural gas steam turbine | Fall | 0.2736 | 0.2736 | 0.2736 | 0.2736 | 0.2736 | 0.2736 | 0.2736 | 0.2736 | 0.2736 | 0.2736 | 0.2736 | 0.2736 | 0.2736 | 0.2736 | 0.2736 | 0.2736 | 0.2736 | 0.2736 | 0.2736 | 0.2736 | 0.2736 | 0.2736 | 0.2736 | 0.2736 | 6.5664 | 65 | 426.816 | 0.2736
SC | natural gas steam turbine | Summer Peak | 0.2736 | 0.2736 | 0.2736 | 0.2736 | 0.2736 | 0.2736 | 0.2736 | 0.2736 | 0.2736 | 0.2736 | 0.2736 | 0.2736 | 0.2736 | 0.2736 | 0.2736 | 0.2736 | 0.2736 | 0.2736 | 0.2736 | 0.2736 | 0.2736 | 0.2736 | 0.2736 | 0.2736 | 6.5664 | 23 | 151.0272 | 0.2736
SC | natural gas steam turbine | Winter Peak | 0.2736 | 0.2736 | 0.2736 | 0.2736 | 0.2736 | 0.2736 | 0.2736 | 0.2736 | 0.2736 | 0.2736 | 0.2736 | 0.2736 | 0.2736 | 0.2736 | 0.2736 | 0.2736 | 0.2736 | 0.2736 | 0.2736 | 0.2736 | 0.2736 | 0.2736 | 0.2736 | 0.2736 | 6.5664 | 13 | 85.3632 | 0.2736
SD | biomass ccs | Winter | 0.8 | 0.8 | 0.8 | 0.8 | 0.8 | 0.8 | 0.8 | 0.8 | 0.8 | 0.8 | 0.8 | 0.8 | 0.8 | 0.8 | 0.8 | 0.8 | 0.8 | 0.8 | 0.8 | 0.8 | 0.8 | 0.8 | 0.8 | 0.8 | 19.2 | 86 | 1651.2 | 0.8
SD | biomass ccs | Spring | 0.8 | 0.8 | 0.8 | 0.8 | 0.8 | 0.8 | 0.8 | 0.8 | 0.8 | 0.8 | 0.8 | 0.8 | 0.8 | 0.8 | 0.8 | 0.8 | 0.8 | 0.8 | 0.8 | 0.8 | 0.8 | 0.8 | 0.8 | 0.8 | 19.2 | 40 | 768 | 0.8
SD | biomass ccs | Summer | 0.8 | 0.8 | 0.8 | 0.8 | 0.8 | 0.8 | 0.8 | 0.8 | 0.8 | 0.8 | 0.8 | 0.8 | 0.8 | 0.8 | 0.8 | 0.8 | 0.8 | 0.8 | 0.8 | 0.8 | 0.8 | 0.8 | 0.8 | 0.8 | 19.2 | 120 | 2304 | 0.8
SD | biomass ccs | Fall | 0.8 | 0.8 | 0.8 | 0.8 | 0.8 | 0.8 | 0.8 | 0.8 | 0.8 | 0.8 | 0.8 | 0.8 | 0.8 | 0.8 | 0.8 | 0.8 | 0.8 | 0.8 | 0.8 | 0.8 | 0.8 | 0.8 | 0.8 | 0.8 | 19.2 | 77 | 1478.4 | 0.8
SD | biomass ccs | Summer Peak | 0.8 | 0.8 | 0.8 | 0.8 | 0.8 | 0.8 | 0.8 | 0.8 | 0.8 | 0.8 | 0.8 | 0.8 | 0.8 | 0.8 | 0.8 | 0.8 | 0.8 | 0.8 | 0.8 | 0.8 | 0.8 | 0.8 | 0.8 | 0.8 | 19.2 | 32 | 614.4 | 0.8
SD | biomass ccs | Winter Peak | 0.8 | 0.8 | 0.8 | 0.8 | 0.8 | 0.8 | 0.8 | 0.8 | 0.8 | 0.8 | 0.8 | 0.8 | 0.8 | 0.8 | 0.8 | 0.8 | 0.8 | 0.8 | 0.8 | 0.8 | 0.8 | 0.8 | 0.8 | 0.8 | 19.2 | 10 | 192 | 0.8
SD | biomass | Winter | 0.50756 | 0.50719 | 0.50698 | 0.50696 | 0.50704 | 0.50714 | 0.50832 | 0.50993 | 0.50973 | 0.50886 | 0.50792 | 0.50774 | 0.50798 | 0.50796 | 0.50806 | 0.50858 | 0.51247 | 0.51381 | 0.51453 | 0.51477 | 0.51464 | 0.51423 | 0.51356 | 0.50888 | 12.2349 | 86 | 1052.1988 | 0.51477
SD | biomass | Spring | 0.50456 | 0.50393 | 0.5031 | 0.50247 | 0.50219 | 0.50228 | 0.50298 | 0.50416 | 0.50397 | 0.49778 | 0.4954 | 0.49517 | 0.49537 | 0.49596 | 0.49654 | 0.49744 | 0.50247 | 0.50521 | 0.50973 | 0.51439 | 0.51452 | 0.51422 | 0.51271 | 0.50627 | 12.0828 | 40 | 483.3125 | 0.51452
SD | biomass | Summer | 0.51066 | 0.50972 | 0.50932 | 0.50895 | 0.50895 | 0.50895 | 0.50922 | 0.50991 | 0.50975 | 0.50943 | 0.51091 | 0.51168 | 0.51225 | 0.51259 | 0.51296 | 0.51379 | 0.51423 | 0.51477 | 0.51533 | 0.51545 | 0.51548 | 0.51529 | 0.51453 | 0.51186 | 12.286 | 120 | 1474.3181 | 0.51548
SD | biomass | Fall | 0.50578 | 0.5053 | 0.50465 | 0.50458 | 0.50464 | 0.50495 | 0.50598 | 0.50681 | 0.50674 | 0.50746 | 0.50758 | 0.50848 | 0.50885 | 0.50893 | 0.5093 | 0.51182 | 0.51401 | 0.51469 | 0.51507 | 0.51502 | 0.51494 | 0.51363 | 0.51138 | 0.50688 | 12.2175 | 77 | 940.7449 | 0.51507
SD | biomass | Summer Peak | 0.51337 | 0.51337 | 0.51337 | 0.51337 | 0.51337 | 0.51337 | 0.51337 | 0.51429 | 0.51429 | 0.51464 | 0.51555 | 0.51555 | 0.51555 | 0.51555 | 0.51555 | 0.51555 | 0.51555 | 0.51555 | 0.51555 | 0.51555 | 0.51555 | 0.51555 | 0.51555 | 0.51521 | 12.3542 | 32 | 395.3352 | 0.51555
SD | biomass | Winter Peak | 0.51429 | 0.51429 | 0.51429 | 0.51429 | 0.51429 | 0.51429 | 0.51429 | 0.51429 | 0.51429 | 0.51429 | 0.51429 | 0.51429 | 0.51429 | 0.51429 | 0.51429 | 0.51429 | 0.51464 | 0.51555 | 0.51555 | 0.51555 | 0.51555 | 0.51555 | 0.51555 | 0.50761 | 12.3442 | 10 | 123.4425 | 0.51555
SD | natural gas combined cycle ccs | Winter | 0.8 | 0.8 | 0.8 | 0.8 | 0.8 | 0.8 | 0.8 | 0.8 | 0.8 | 0.8 | 0.8 | 0.8 | 0.8 | 0.8 | 0.8 | 0.8 | 0.8 | 0.8 | 0.8 | 0.8 | 0.8 | 0.8 | 0.8 | 0.8 | 19.2 | 86 | 1651.2 | 0.8
SD | natural gas combined cycle ccs | Spring | 0.8 | 0.8 | 0.8 | 0.8 | 0.8 | 0.8 | 0.8 | 0.8 | 0.8 | 0.8 | 0.8 | 0.8 | 0.8 | 0.8 | 0.8 | 0.8 | 0.8 | 0.8 | 0.8 | 0.8 | 0.8 | 0.8 | 0.8 | 0.8 | 19.2 | 40 | 768 | 0.8
SD | natural gas combined cycle ccs | Summer | 0.8 | 0.8 | 0.8 | 0.8 | 0.8 | 0.8 | 0.8 | 0.8 | 0.8 | 0.8 | 0.8 | 0.8 | 0.8 | 0.8 | 0.8 | 0.8 | 0.8 | 0.8 | 0.8 | 0.8 | 0.8 | 0.8 | 0.8 | 0.8 | 19.2 | 120 | 2304 | 0.8
SD | natural gas combined cycle ccs | Fall | 0.8 | 0.8 | 0.8 | 0.8 | 0.8 | 0.8 | 0.8 | 0.8 | 0.8 | 0.8 | 0.8 | 0.8 | 0.8 | 0.8 | 0.8 | 0.8 | 0.8 | 0.8 | 0.8 | 0.8 | 0.8 | 0.8 | 0.8 | 0.8 | 19.2 | 77 | 1478.4 | 0.8
SD | natural gas combined cycle ccs | Summer Peak | 0.8 | 0.8 | 0.8 | 0.8 | 0.8 | 0.8 | 0.8 | 0.8 | 0.8 | 0.8 | 0.8 | 0.8 | 0.8 | 0.8 | 0.8 | 0.8 | 0.8 | 0.8 | 0.8 | 0.8 | 0.8 | 0.8 | 0.8 | 0.8 | 19.2 | 32 | 614.4 | 0.8
SD | natural gas combined cycle ccs | Winter Peak | 0.8 | 0.8 | 0.8 | 0.8 | 0.8 | 0.8 | 0.8 | 0.8 | 0.8 | 0.8 | 0.8 | 0.8 | 0.8 | 0.8 | 0.8 | 0.8 | 0.8 | 0.8 | 0.8 | 0.8 | 0.8 | 0.8 | 0.8 | 0.8 | 19.2 | 10 | 192 | 0.8
SD | natural gas combined cycle | Winter | 0.18774 | 0.17921 | 0.17494 | 0.17494 | 0.18059 | 0.20908 | 0.23171 | 0.23975 | 0.25174 | 0.25174 | 0.25543 | 0.25174 | 0.2586 | 0.24748 | 0.2453 | 0.24148 | 0.27308 | 0.30721 | 0.27428 | 0.26065 | 0.24045 | 0.23119 | 0.21334 | 0.21224 | 5.5939 | 86 | 481.0767 | 0.30721
SD | natural gas combined cycle | Spring | 0.39447 | 0.39447 | 0.39447 | 0.39447 | 0.43336 | 0.49538 | 0.49538 | 0.50456 | 0.53208 | 0.54125 | 0.5596 | 0.5596 | 0.56594 | 0.57795 | 0.57795 | 0.60547 | 0.59629 | 0.60547 | 0.58712 | 0.60547 | 0.59629 | 0.57795 | 0.51373 | 0.44951 | 12.5582 | 40 | 502.3293 | 0.60547
SD | natural gas combined cycle | Summer | 0.35656 | 0.33963 | 0.34225 | 0.33943 | 0.35814 | 0.40012 | 0.43924 | 0.45727 | 0.48448 | 0.5199 | 0.53873 | 0.54431 | 0.54125 | 0.54278 | 0.54431 | 0.57489 | 0.60093 | 0.59875 | 0.58017 | 0.56162 | 0.53819 | 0.48135 | 0.41909 | 0.38836 | 11.4918 | 120 | 1379.0106 | 0.60093
SD | natural gas combined cycle | Fall | 0.37211 | 0.35838 | 0.36218 | 0.3858 | 0.42193 | 0.46703 | 0.48758 | 0.51468 | 0.51468 | 0.52647 | 0.53375 | 0.53145 | 0.51703 | 0.5159 | 0.52012 | 0.56234 | 0.57187 | 0.57187 | 0.55281 | 0.54067 | 0.51489 | 0.46703 | 0.40507 | 0.36578 | 11.5814 | 77 | 891.77 | 0.57187
SD | natural gas combined cycle | Summer Peak | 0.51602 | 0.48162 | 0.48162 | 0.48162 | 0.49309 | 0.50456 | 0.56189 | 0.61923 | 0.6307 | 0.66859 | 0.71097 | 0.7339 | 0.7339 | 0.7339 | 0.7339 | 0.7339 | 0.7339 | 0.7339 | 0.72243 | 0.72946 | 0.72243 | 0.71097 | 0.64264 | 0.62485 | 15.44 | 32 | 494.0797 | 0.7339
SD | natural gas combined cycle | Winter Peak | 0.44034 | 0.4688 | 0.4752 | 0.47704 | 0.51373 | 0.62382 | 0.66051 | 0.62382 | 0.66051 | 0.66051 | 0.69721 | 0.69721 | 0.67817 | 0.66051 | 0.66051 | 0.69721 | 0.7339 | 0.69721 | 0.69721 | 0.69721 | 0.69721 | 0.69721 | 0.58712 | 0.40365 | 14.9058 | 10 | 149.0577 | 0.7339
SD | crude oil | Winter | 0.001 | 0.001 | 0.001 | 0.001 | 0.001 | 0.001 | 0.001 | 0.001 | 0.001 | 0.001 | 0.001 | 0.001 | 0.001 | 0.001 | 0.001 | 0.001 | 0.001 | 0.001 | 0.001 | 0.001 | 0.001 | 0.001 | 0.001 | 0.001 | 0.024 | 86 | 2.064 | 0.001
SD | crude oil | Spring | 0.001 | 0.001 | 0.001 | 0.001 | 0.001 | 0.001 | 0.001 | 0.001 | 0.001 | 0.001 | 0.001 | 0.001 | 0.001 | 0.001 | 0.001 | 0.001 | 0.001 | 0.001 | 0.001 | 0.001 | 0.001 | 0.001 | 0.001 | 0.001 | 0.024 | 40 | 0.96 | 0.001
SD | crude oil | Summer | 0.001 | 0.001 | 0.001 | 0.001 | 0.001 | 0.001 | 0.001 | 0.001 | 0.001 | 0.001 | 0.001 | 0.001 | 0.001 | 0.001 | 0.001 | 0.001 | 0.001 | 0.001 | 0.001 | 0.001 | 0.001 | 0.001 | 0.001 | 0.001 | 0.024 | 120 | 2.88 | 0.001
SD | crude oil | Fall | 0.001 | 0.001 | 0.001 | 0.001 | 0.001 | 0.001 | 0.001 | 0.001 | 0.001 | 0.001 | 0.001 | 0.001 | 0.001 | 0.001 | 0.001 | 0.001 | 0.001 | 0.001 | 0.001 | 0.001 | 0.001 | 0.001 | 0.001 | 0.001 | 0.024 | 77 | 1.848 | 0.001
SD | crude oil | Summer Peak | 0.001 | 0.001 | 0.001 | 0.001 | 0.001 | 0.001 | 0.001 | 0.001 | 0.001 | 0.001 | 0.001 | 0.001 | 0.001 | 0.001 | 0.001 | 0.001 | 0.001 | 0.001 | 0.001 | 0.001 | 0.001 | 0.001 | 0.001 | 0.001 | 0.024 | 32 | 0.768 | 0.001
SD | crude oil | Winter Peak | 0.001 | 0.001 | 0.001 | 0.001 | 0.001 | 0.001 | 0.001 | 0.001 | 0.001 | 0.001 | 0.001 | 0.001 | 0.001 | 0.001 | 0.001 | 0.001 | 0.001 | 0.001 | 0.001 | 0.001 | 0.001 | 0.001 | 0.001 | 0.001 | 0.024 | 10 | 0.24 | 0.001
SD | geothermal | Winter | 0.6595 | 0.6595 | 0.6595 | 0.6595 | 0.6595 | 0.6595 | 0.6595 | 0.6595 | 0.6595 | 0.6595 | 0.6595 | 0.6595 | 0.6595 | 0.6595 | 0.6595 | 0.6595 | 0.6595 | 0.6595 | 0.6595 | 0.6595 | 0.6595 | 0.6595 | 0.6595 | 0.6595 | 15.828 | 86 | 1361.208 | 0.6595
SD | geothermal | Spring | 0.6595 | 0.6595 | 0.6595 | 0.6595 | 0.6595 | 0.6595 | 0.6595 | 0.6595 | 0.6595 | 0.6595 | 0.6595 | 0.6595 | 0.6595 | 0.6595 | 0.6595 | 0.6595 | 0.6595 | 0.6595 | 0.6595 | 0.6595 | 0.6595 | 0.6595 | 0.6595 | 0.6595 | 15.828 | 40 | 633.12 | 0.6595
SD | geothermal | Summer | 0.6595 | 0.6595 | 0.6595 | 0.6595 | 0.6595 | 0.6595 | 0.6595 | 0.6595 | 0.6595 | 0.6595 | 0.6595 | 0.6595 | 0.6595 | 0.6595 | 0.6595 | 0.6595 | 0.6595 | 0.6595 | 0.6595 | 0.6595 | 0.6595 | 0.6595 | 0.6595 | 0.6595 | 15.828 | 120 | 1899.36 | 0.6595
SD | geothermal | Fall | 0.6595 | 0.6595 | 0.6595 | 0.6595 | 0.6595 | 0.6595 | 0.6595 | 0.6595 | 0.6595 | 0.6595 | 0.6595 | 0.6595 | 0.6595 | 0.6595 | 0.6595 | 0.6595 | 0.6595 | 0.6595 | 0.6595 | 0.6595 | 0.6595 | 0.6595 | 0.6595 | 0.6595 | 15.828 | 77 | 1218.756 | 0.6595
SD | geothermal | Summer Peak | 0.6595 | 0.6595 | 0.6595 | 0.6595 | 0.6595 | 0.6595 | 0.6595 | 0.6595 | 0.6595 | 0.6595 | 0.6595 | 0.6595 | 0.6595 | 0.6595 | 0.6595 | 0.6595 | 0.6595 | 0.6595 | 0.6595 | 0.6595 | 0.6595 | 0.6595 | 0.6595 | 0.6595 | 15.828 | 32 | 506.496 | 0.6595
SD | geothermal | Winter Peak | 0.6595 | 0.6595 | 0.6595 | 0.6595 | 0.6595 | 0.6595 | 0.6595 | 0.6595 | 0.6595 | 0.6595 | 0.6595 | 0.6595 | 0.6595 | 0.6595 | 0.6595 | 0.6595 | 0.6595 | 0.6595 | 0.6595 | 0.6595 | 0.6595 | 0.6595 | 0.6595 | 0.6595 | 15.828 | 10 | 158.28 | 0.6595
SD | hard coal ccs | Winter | 0.8 | 0.8 | 0.8 | 0.8 | 0.8 | 0.8 | 0.8 | 0.8 | 0.8 | 0.8 | 0.8 | 0.8 | 0.8 | 0.8 | 0.8 | 0.8 | 0.8 | 0.8 | 0.8 | 0.8 | 0.8 | 0.8 | 0.8 | 0.8 | 19.2 | 86 | 1651.2 | 0.8
SD | hard coal ccs | Spring | 0.8 | 0.8 | 0.8 | 0.8 | 0.8 | 0.8 | 0.8 | 0.8 | 0.8 | 0.8 | 0.8 | 0.8 | 0.8 | 0.8 | 0.8 | 0.8 | 0.8 | 0.8 | 0.8 | 0.8 | 0.8 | 0.8 | 0.8 | 0.8 | 19.2 | 40 | 768 | 0.8
SD | hard coal ccs | Summer | 0.8 | 0.8 | 0.8 | 0.8 | 0.8 | 0.8 | 0.8 | 0.8 | 0.8 | 0.8 | 0.8 | 0.8 | 0.8 | 0.8 | 0.8 | 0.8 | 0.8 | 0.8 | 0.8 | 0.8 | 0.8 | 0.8 | 0.8 | 0.8 | 19.2 | 120 | 2304 | 0.8
SD | hard coal ccs | Fall | 0.8 | 0.8 | 0.8 | 0.8 | 0.8 | 0.8 | 0.8 | 0.8 | 0.8 | 0.8 | 0.8 | 0.8 | 0.8 | 0.8 | 0.8 | 0.8 | 0.8 | 0.8 | 0.8 | 0.8 | 0.8 | 0.8 | 0.8 | 0.8 | 19.2 | 77 | 1478.4 | 0.8
SD | hard coal ccs | Summer Peak | 0.8 | 0.8 | 0.8 | 0.8 | 0.8 | 0.8 | 0.8 | 0.8 | 0.8 | 0.8 | 0.8 | 0.8 | 0.8 | 0.8 | 0.8 | 0.8 | 0.8 | 0.8 | 0.8 | 0.8 | 0.8 | 0.8 | 0.8 | 0.8 | 19.2 | 32 | 614.4 | 0.8
SD | hard coal ccs | Winter Peak | 0.8 | 0.8 | 0.8 | 0.8 | 0.8 | 0.8 | 0.8 | 0.8 | 0.8 | 0.8 | 0.8 | 0.8 | 0.8 | 0.8 | 0.8 | 0.8 | 0.8 | 0.8 | 0.8 | 0.8 | 0.8 | 0.8 | 0.8 | 0.8 | 19.2 | 10 | 192 | 0.8
SD | hard coal | Winter | 0.069724 | 0.069724 | 0.069724 | 0.069724 | 0.085818 | 0.077771 | 0.077771 | 0.077771 | 0.077771 | 0.085818 | 0.085818 | 0.093865 | 0.093865 | 0.093865 | 0.093865 | 0.093865 | 0.096807 | 0.099689 | 0.077771 | 0.077771 | 0.077771 | 0.064361 | 0.069724 | 0.075087 | 1.9557 | 86 | 168.1933 | 0.099689
SD | hard coal | Spring | 0.4728 | 0.4382 | 0.4382 | 0.4555 | 0.55066 | 0.68395 | 0.688 | 0.70605 | 0.73676 | 0.84193 | 0.90018 | 0.98028 | 0.97245 | 0.92986 | 0.94207 | 1 | 1 | 1 | 0.9947 | 0.99289 | 0.99181 | 0.87648 | 0.72503 | 0.62273 | 18.9405 | 40 | 757.6216 | 1
SD | hard coal | Summer | 0.25562 | 0.23832 | 0.23832 | 0.23832 | 0.25458 | 0.28445 | 0.30238 | 0.32098 | 0.37288 | 0.43439 | 0.47607 | 0.48477 | 0.48744 | 0.48822 | 0.48038 | 0.52228 | 0.52489 | 0.52539 | 0.46327 | 0.44934 | 0.39428 | 0.3376 | 0.28061 | 0.24982 | 9.1046 | 120 | 1092.5483 | 0.52539
SD | hard coal | Fall | 0.3115 | 0.30925 | 0.30251 | 0.31161 | 0.35644 | 0.43602 | 0.46657 | 0.49776 | 0.51795 | 0.54306 | 0.59699 | 0.5901 | 0.55774 | 0.5272 | 0.57255 | 0.66834 | 0.6724 | 0.69495 | 0.63424 | 0.5931 | 0.53618 | 0.44717 | 0.3145 | 0.29652 | 11.7547 | 77 | 905.1096 | 0.69495
SD | hard coal | Summer Peak | 0.51893 | 0.45405 | 0.45405 | 0.45405 | 0.47567 | 0.47567 | 0.60543 | 0.71356 | 0.86494 | 0.95144 | 0.97307 | 0.99284 | 1 | 1 | 1 | 1 | 1 | 1 | 0.98748 | 0.98748 | 0.98748 | 0.93667 | 0.8361 | 0.67291 | 19.3418 | 32 | 618.9388 | 1
SD | hard coal | Winter Peak | 0.48433 | 0.48433 | 0.48433 | 0.48433 | 0.5819 | 0.89873 | 0.96875 | 0.89955 | 0.89955 | 0.89955 | 0.96875 | 0.96875 | 0.89955 | 0.94958 | 0.96875 | 1 | 1 | 1 | 1 | 1 | 1 | 1 | 0.83034 | 0.55353 | 20.2246 | 10 | 202.2457 | 1
SD | heavy or residual fuel oil | Winter | 0 | 0 | 0 | 0 | 0 | 0 | 0 | 0 | 0 | 0 | 0 | 0 | 0 | 0 | 0 | 0 | 0 | 0 | 0 | 0 | 0 | 0 | 0 | 0 | 0 | 86 | 0 | 0
SD | heavy or residual fuel oil | Spring | 0.027483 | 0.027483 | 0.027483 | 0.027483 | 0.027483 | 0.027483 | 0.027483 | 0.027483 | 0.027483 | 0.027483 | 0.027483 | 0.027483 | 0.027483 | 0.027483 | 0.027483 | 0.027483 | 0.054966 | 0.054966 | 0.054966 | 0.054966 | 0.027483 | 0.027483 | 0.027483 | 0.027483 | 0.76952 | 40 | 30.7809 | 0.054966
SD | heavy or residual fuel oil | Summer | 0 | 0 | 0 | 0 | 0 | 0 | 0 | 0 | 0 | 0 | 0.044534 | 0.14218 | 0.3153 | 0.37969 | 0.50974 | 0.63017 | 0.68391 | 0.7343 | 0.63979 | 0.27912 | 0.081333 | 0 | 0 | 0 | 4.4401 | 120 | 532.8077 | 0.7343
SD | heavy or residual fuel oil | Fall | 0 | 0 | 0 | 0 | 0 | 0 | 0 | 0 | 0 | 0 | 0 | 0 | 0 | 0 | 0 | 0 | 0 | 0 | 0 | 0 | 0 | 0 | 0 | 0 | 0 | 77 | 0 | 0
SD | heavy or residual fuel oil | Summer Peak | 0 | 0 | 0 | 0 | 0 | 0 | 0 | 0 | 0 | 0 | 0 | 0 | 0 | 0 | 0 | 0 | 0 | 0 | 0 | 0 | 0 | 0 | 0 | 0 | 0 | 32 | 0 | 0
SD | heavy or residual fuel oil | Winter Peak | 0 | 0 | 0 | 0 | 0 | 0 | 0 | 0 | 0 | 0 | 0 | 0 | 0 | 0 | 0 | 0 | 0 | 0 | 0 | 0 | 0 | 0 | 0 | 0 | 0 | 10 | 0 | 0
SD | hydro | Winter | 0.16878 | 0.15614 | 0.15552 | 0.169 | 0.17204 | 0.20789 | 0.21047 | 0.19254 | 0.23613 | 0.26212 | 0.2795 | 0.2602 | 0.24651 | 0.2289 | 0.21916 | 0.25011 | 0.28917 | 0.29975 | 0.25021 | 0.22335 | 0.20595 | 0.19301 | 0.17349 | 0.14902 | 5.1989 | 86 | 447.109 | 0.29975
SD | hydro | Spring | 0.16626 | 0.16804 | 0.16995 | 0.16995 | 0.19391 | 0.27917 | 0.29672 | 0.26293 | 0.26569 | 0.33626 | 0.41026 | 0.46606 | 0.48585 | 0.46639 | 0.50735 | 0.62243 | 0.68482 | 0.72318 | 0.66417 | 0.58172 | 0.51405 | 0.37033 | 0.24914 | 0.21326 | 9.2679 | 40 | 370.7155 | 0.72318
SD | hydro | Summer | 0.17805 | 0.16772 | 0.16789 | 0.17441 | 0.18646 | 0.20695 | 0.19756 | 0.23418 | 0.28261 | 0.35894 | 0.40168 | 0.4428 | 0.4559 | 0.45285 | 0.45933 | 0.52768 | 0.55383 | 0.58893 | 0.40256 | 0.35811 | 0.33485 | 0.28108 | 0.22485 | 0.19991 | 7.8391 | 120 | 940.696 | 0.58893
SD | hydro | Fall | 0.16057 | 0.15608 | 0.15262 | 0.16433 | 0.19777 | 0.28412 | 0.25709 | 0.2553 | 0.28779 | 0.35684 | 0.40997 | 0.42249 | 0.41943 | 0.39131 | 0.43082 | 0.53515 | 0.60225 | 0.65071 | 0.45496 | 0.41212 | 0.35461 | 0.25493 | 0.18697 | 0.17911 | 7.9773 | 77 | 614.2547 | 0.65071
SD | hydro | Summer Peak | 0.17956 | 0.17956 | 0.17956 | 0.17956 | 0.17956 | 0.17956 | 0.17956 | 0.20803 | 0.23898 | 0.32203 | 0.47014 | 0.5182 | 0.5864 | 0.63579 | 0.65654 | 0.68291 | 0.6866 | 0.77827 | 0.45622 | 0.458 | 0.40348 | 0.31165 | 0.18249 | 0.17956 | 9.0322 | 32 | 289.0299 | 0.77827
SD | hydro | Winter Peak | 0.1368 | 0.1368 | 0.1368 | 0.1368 | 0.184 | 0.29582 | 0.36113 | 0.39962 | 0.50585 | 0.37211 | 0.4065 | 0.38485 | 0.37338 | 0.33679 | 0.32249 | 0.56639 | 0.69067 | 0.74736 | 0.67672 | 0.59808 | 0.43009 | 0.32145 | 0.18647 | 0.26416 | 8.9711 | 10 | 89.7109 | 0.74736
SD | hydrogen combined cycle | Winter | 0.11862 | 0.11663 | 0.11691 | 0.11862 | 0.12876 | 0.15274 | 0.163 | 0.1588 | 0.15995 | 0.17398 | 0.17971 | 0.17584 | 0.16765 | 0.16737 | 0.16737 | 0.19596 | 0.20962 | 0.21287 | 0.19987 | 0.19573 | 0.18694 | 0.17373 | 0.14787 | 0.13 | 3.9185 | 86 | 336.9945 | 0.21287
SD | hydrogen combined cycle | Spring | 0.19093 | 0.18091 | 0.18281 | 0.18281 | 0.18956 | 0.19906 | 0.21592 | 0.22546 | 0.22546 | 0.22546 | 0.22722 | 0.22343 | 0.22749 | 0.22395 | 0.22546 | 0.22546 | 0.23155 | 0.24171 | 0.23204 | 0.23289 | 0.23227 | 0.22481 | 0.21338 | 0.20462 | 5.1847 | 40 | 207.3869 | 0.24171
SD | hydrogen combined cycle | Summer | 0.23774 | 0.22596 | 0.22536 | 0.22758 | 0.23197 | 0.24271 | 0.27708 | 0.30286 | 0.31574 | 0.33143 | 0.34796 | 0.35441 | 0.35786 | 0.3587 | 0.3585 | 0.36085 | 0.363 | 0.36729 | 0.3587 | 0.36431 | 0.35226 | 0.32863 | 0.28147 | 0.2631 | 7.4355 | 120 | 892.2601 | 0.36729
SD | hydrogen combined cycle | Fall | 0.15011 | 0.15011 | 0.15011 | 0.15623 | 0.17969 | 0.2201 | 0.21028 | 0.22363 | 0.25733 | 0.26475 | 0.26217 | 0.27663 | 0.27571 | 0.27724 | 0.27749 | 0.2849 | 0.30179 | 0.29654 | 0.28688 | 0.26373 | 0.24814 | 0.21444 | 0.18687 | 0.16467 | 5.5795 | 77 | 429.6231 | 0.30179
SD | hydrogen combined cycle | Summer Peak | 0.18687 | 0.18687 | 0.18687 | 0.18687 | 0.18687 | 0.18687 | 0.18687 | 0.18687 | 0.18687 | 0.18687 | 0.37374 | 0.37374 | 0.37374 | 0.37374 | 0.37374 | 0.37374 | 0.37374 | 0.37374 | 0.37374 | 0.18687 | 0.18687 | 0.18687 | 0.18687 | 0.18687 | 6.1667 | 32 | 197.3334 | 0.37374
SD | hydrogen combined cycle | Winter Peak | 0.18687 | 0.18687 | 0.18687 | 0.18687 | 0.18687 | 0.18687 | 0.37374 | 0.18687 | 0.18687 | 0.18687 | 0.37374 | 0.18687 | 0.18687 | 0.18687 | 0.18687 | 0.18687 | 0.18687 | 0.18687 | 0.18687 | 0 | 0 | 0 | 0 | 0 | 3.9242 | 10 | 39.2424 | 0.37374
SD | hydrogen ct | Winter | 4.6503e-06 | 4.6503e-06 | 4.6503e-06 | 4.6503e-06 | 4.6503e-06 | 4.6503e-06 | 4.6503e-06 | 4.6503e-06 | 4.6503e-06 | 4.6503e-06 | 4.6503e-06 | 4.6503e-06 | 4.6503e-06 | 4.6503e-06 | 4.6503e-06 | 4.6503e-06 | 0.017964 | 0.017964 | 0.035924 | 0.035924 | 0.035924 | 0.035924 | 0.035924 | 0.035924 | 0.25154 | 86 | 21.6328 | 0.035924
SD | hydrogen ct | Spring | 0.11584 | 0.11584 | 0.11584 | 0.11584 | 0.11584 | 0.11584 | 0.11584 | 0.11584 | 0.11584 | 0.11584 | 0.11584 | 0.11584 | 0.15446 | 0.18019 | 0.2188 | 0.19307 | 0.19307 | 0.31794 | 0.21501 | 0.21501 | 0.11584 | 0.038618 | 0.038618 | 0.038618 | 3.3094 | 40 | 132.3743 | 0.31794
SD | hydrogen ct | Summer | 0.051488 | 0.051488 | 0.051488 | 0.051488 | 0.051488 | 0.051488 | 0.051488 | 0.051488 | 0.051488 | 0.064359 | 0.084135 | 0.10988 | 0.12275 | 0.16288 | 0.20782 | 0.26187 | 0.26918 | 0.35153 | 0.26029 | 0.20729 | 0.085596 | 0.012876 | 0.012876 | 0.012876 | 2.6896 | 120 | 322.7513 | 0.35153
SD | hydrogen ct | Fall | 0.070941 | 0.070941 | 0.070941 | 0.070941 | 0.070941 | 0.070941 | 0.070941 | 0.070941 | 0.070941 | 0.070941 | 0.1219 | 0.21682 | 0.26552 | 0.28909 | 0.32082 | 0.32082 | 0.45208 | 0.49533 | 0.39493 | 0.28603 | 0.16194 | 0.10755 | 0.10755 | 0.10755 | 4.3573 | 77 | 335.514 | 0.49533
SD | hydrogen ct | Summer Peak | 0.13636 | 0.13636 | 0.13636 | 0.13636 | 0.13636 | 0.13636 | 0.13636 | 0.13636 | 0.13636 | 0.21679 | 0.45552 | 0.77832 | 1 | 1 | 1 | 1 | 1 | 1 | 1 | 1 | 0.66499 | 0.19307 | 0.19307 | 0.19307 | 11.922 | 32 | 381.5047 | 1
SD | hydrogen ct | Winter Peak | 4.6503e-06 | 4.6503e-06 | 4.6503e-06 | 4.6503e-06 | 4.6503e-06 | 4.6503e-06 | 4.6503e-06 | 4.6503e-06 | 4.6503e-06 | 4.6503e-06 | 4.6503e-06 | 4.6503e-06 | 4.6503e-06 | 4.6503e-06 | 4.6503e-06 | 4.6503e-06 | 4.6503e-06 | 4.6503e-06 | 4.6503e-06 | 4.6503e-06 | 4.6503e-06 | 4.6503e-06 | 4.6503e-06 | 4.6503e-06 | 0.00011161 | 10 | 0.0011161 | 4.6503e-06
SD | lignite ccs | Winter | 0.8 | 0.8 | 0.8 | 0.8 | 0.8 | 0.8 | 0.8 | 0.8 | 0.8 | 0.8 | 0.8 | 0.8 | 0.8 | 0.8 | 0.8 | 0.8 | 0.8 | 0.8 | 0.8 | 0.8 | 0.8 | 0.8 | 0.8 | 0.8 | 19.2 | 86 | 1651.2 | 0.8
SD | lignite ccs | Spring | 0.8 | 0.8 | 0.8 | 0.8 | 0.8 | 0.8 | 0.8 | 0.8 | 0.8 | 0.8 | 0.8 | 0.8 | 0.8 | 0.8 | 0.8 | 0.8 | 0.8 | 0.8 | 0.8 | 0.8 | 0.8 | 0.8 | 0.8 | 0.8 | 19.2 | 40 | 768 | 0.8
SD | lignite ccs | Summer | 0.8 | 0.8 | 0.8 | 0.8 | 0.8 | 0.8 | 0.8 | 0.8 | 0.8 | 0.8 | 0.8 | 0.8 | 0.8 | 0.8 | 0.8 | 0.8 | 0.8 | 0.8 | 0.8 | 0.8 | 0.8 | 0.8 | 0.8 | 0.8 | 19.2 | 120 | 2304 | 0.8
SD | lignite ccs | Fall | 0.8 | 0.8 | 0.8 | 0.8 | 0.8 | 0.8 | 0.8 | 0.8 | 0.8 | 0.8 | 0.8 | 0.8 | 0.8 | 0.8 | 0.8 | 0.8 | 0.8 | 0.8 | 0.8 | 0.8 | 0.8 | 0.8 | 0.8 | 0.8 | 19.2 | 77 | 1478.4 | 0.8
SD | lignite ccs | Summer Peak | 0.8 | 0.8 | 0.8 | 0.8 | 0.8 | 0.8 | 0.8 | 0.8 | 0.8 | 0.8 | 0.8 | 0.8 | 0.8 | 0.8 | 0.8 | 0.8 | 0.8 | 0.8 | 0.8 | 0.8 | 0.8 | 0.8 | 0.8 | 0.8 | 19.2 | 32 | 614.4 | 0.8
SD | lignite ccs | Winter Peak | 0.8 | 0.8 | 0.8 | 0.8 | 0.8 | 0.8 | 0.8 | 0.8 | 0.8 | 0.8 | 0.8 | 0.8 | 0.8 | 0.8 | 0.8 | 0.8 | 0.8 | 0.8 | 0.8 | 0.8 | 0.8 | 0.8 | 0.8 | 0.8 | 19.2 | 10 | 192 | 0.8
SD | lignite | Winter | 0.638 | 0.638 | 0.638 | 0.638 | 0.638 | 0.638 | 0.638 | 0.638 | 0.638 | 0.638 | 0.638 | 0.638 | 0.638 | 0.638 | 0.638 | 0.638 | 0.638 | 0.638 | 0.638 | 0.638 | 0.638 | 0.638 | 0.638 | 0.638 | 15.312 | 86 | 1316.832 | 0.638
SD | lignite | Spring | 0.638 | 0.638 | 0.638 | 0.638 | 0.638 | 0.638 | 0.638 | 0.638 | 0.638 | 0.638 | 0.638 | 0.638 | 0.638 | 0.638 | 0.638 | 0.638 | 0.638 | 0.638 | 0.638 | 0.638 | 0.638 | 0.638 | 0.638 | 0.638 | 15.312 | 40 | 612.48 | 0.638
SD | lignite | Summer | 0.638 | 0.638 | 0.638 | 0.638 | 0.638 | 0.638 | 0.638 | 0.638 | 0.638 | 0.638 | 0.638 | 0.638 | 0.638 | 0.638 | 0.638 | 0.638 | 0.638 | 0.638 | 0.638 | 0.638 | 0.638 | 0.638 | 0.638 | 0.638 | 15.312 | 120 | 1837.44 | 0.638
SD | lignite | Fall | 0.638 | 0.638 | 0.638 | 0.638 | 0.638 | 0.638 | 0.638 | 0.638 | 0.638 | 0.638 | 0.638 | 0.638 | 0.638 | 0.638 | 0.638 | 0.638 | 0.638 | 0.638 | 0.638 | 0.638 | 0.638 | 0.638 | 0.638 | 0.638 | 15.312 | 77 | 1179.024 | 0.638
SD | lignite | Summer Peak | 0.638 | 0.638 | 0.638 | 0.638 | 0.638 | 0.638 | 0.638 | 0.638 | 0.638 | 0.638 | 0.638 | 0.638 | 0.638 | 0.638 | 0.638 | 0.638 | 0.638 | 0.638 | 0.638 | 0.638 | 0.638 | 0.638 | 0.638 | 0.638 | 15.312 | 32 | 489.984 | 0.638
SD | lignite | Winter Peak | 0.638 | 0.638 | 0.638 | 0.638 | 0.638 | 0.638 | 0.638 | 0.638 | 0.638 | 0.638 | 0.638 | 0.638 | 0.638 | 0.638 | 0.638 | 0.638 | 0.638 | 0.638 | 0.638 | 0.638 | 0.638 | 0.638 | 0.638 | 0.638 | 15.312 | 10 | 153.12 | 0.638
SD | municipal solid waste | Winter | 0.7304 | 0.72986 | 0.72957 | 0.72954 | 0.72965 | 0.7298 | 0.7315 | 0.73382 | 0.73353 | 0.73227 | 0.73092 | 0.73066 | 0.731 | 0.73098 | 0.73113 | 0.73187 | 0.73746 | 0.7394 | 0.74043 | 0.74078 | 0.74059 | 0.74001 | 0.73904 | 0.7323 | 17.6065 | 86 | 1514.1599 | 0.74078
SD | municipal solid waste | Spring | 0.72608 | 0.72518 | 0.72398 | 0.72307 | 0.72267 | 0.7228 | 0.72381 | 0.7255 | 0.72523 | 0.71633 | 0.7129 | 0.71257 | 0.71287 | 0.7137 | 0.71454 | 0.71584 | 0.72307 | 0.72703 | 0.73353 | 0.74023 | 0.74041 | 0.73998 | 0.73781 | 0.72855 | 17.3877 | 40 | 695.5078 | 0.74041
SD | municipal solid waste | Summer | 0.73486 | 0.73351 | 0.73293 | 0.7324 | 0.7324 | 0.7324 | 0.73279 | 0.73378 | 0.73355 | 0.73309 | 0.73522 | 0.73633 | 0.73716 | 0.73764 | 0.73817 | 0.73936 | 0.74 | 0.74078 | 0.74158 | 0.74176 | 0.7418 | 0.74152 | 0.74044 | 0.7366 | 17.6801 | 120 | 2121.6078 | 0.7418
SD | municipal solid waste | Fall | 0.72784 | 0.72715 | 0.72621 | 0.72611 | 0.72619 | 0.72665 | 0.72812 | 0.72932 | 0.72922 | 0.73025 | 0.73042 | 0.73172 | 0.73226 | 0.73237 | 0.73291 | 0.73654 | 0.73968 | 0.74066 | 0.74121 | 0.74114 | 0.74101 | 0.73914 | 0.7359 | 0.72943 | 17.5815 | 77 | 1353.7728 | 0.74121
SD | municipal solid waste | Summer Peak | 0.73877 | 0.73877 | 0.73877 | 0.73877 | 0.73877 | 0.73877 | 0.73877 | 0.74009 | 0.74009 | 0.74059 | 0.7419 | 0.7419 | 0.7419 | 0.7419 | 0.7419 | 0.7419 | 0.7419 | 0.7419 | 0.7419 | 0.7419 | 0.7419 | 0.7419 | 0.7419 | 0.74141 | 17.7783 | 32 | 568.9046 | 0.7419
SD | municipal solid waste | Winter Peak | 0.74009 | 0.74009 | 0.74009 | 0.74009 | 0.74009 | 0.74009 | 0.74009 | 0.74009 | 0.74009 | 0.74009 | 0.74009 | 0.74009 | 0.74009 | 0.74009 | 0.74009 | 0.74009 | 0.74059 | 0.7419 | 0.7419 | 0.7419 | 0.7419 | 0.7419 | 0.7419 | 0.73047 | 17.7639 | 10 | 177.6391 | 0.7419
SD | natural gas peaker | Winter | 4.6503e-06 | 4.6503e-06 | 4.6503e-06 | 4.6503e-06 | 4.6503e-06 | 4.6503e-06 | 4.6503e-06 | 4.6503e-06 | 4.6503e-06 | 4.6503e-06 | 4.6503e-06 | 4.6503e-06 | 4.6503e-06 | 4.6503e-06 | 4.6503e-06 | 4.6503e-06 | 0.017964 | 0.017964 | 0.035924 | 0.035924 | 0.035924 | 0.035924 | 0.035924 | 0.035924 | 0.25154 | 86 | 21.6328 | 0.035924
SD | natural gas peaker | Spring | 0.11584 | 0.11584 | 0.11584 | 0.11584 | 0.11584 | 0.11584 | 0.11584 | 0.11584 | 0.11584 | 0.11584 | 0.11584 | 0.11584 | 0.15446 | 0.18019 | 0.2188 | 0.19307 | 0.19307 | 0.31794 | 0.21501 | 0.21501 | 0.11584 | 0.038618 | 0.038618 | 0.038618 | 3.3094 | 40 | 132.3743 | 0.31794
SD | natural gas peaker | Summer | 0.051488 | 0.051488 | 0.051488 | 0.051488 | 0.051488 | 0.051488 | 0.051488 | 0.051488 | 0.051488 | 0.064359 | 0.084135 | 0.10988 | 0.12275 | 0.16288 | 0.20782 | 0.26187 | 0.26918 | 0.35153 | 0.26029 | 0.20729 | 0.085596 | 0.012876 | 0.012876 | 0.012876 | 2.6896 | 120 | 322.7513 | 0.35153
SD | natural gas peaker | Fall | 0.070941 | 0.070941 | 0.070941 | 0.070941 | 0.070941 | 0.070941 | 0.070941 | 0.070941 | 0.070941 | 0.070941 | 0.1219 | 0.21682 | 0.26552 | 0.28909 | 0.32082 | 0.32082 | 0.45208 | 0.49533 | 0.39493 | 0.28603 | 0.16194 | 0.10755 | 0.10755 | 0.10755 | 4.3573 | 77 | 335.514 | 0.49533
SD | natural gas peaker | Summer Peak | 0.13636 | 0.13636 | 0.13636 | 0.13636 | 0.13636 | 0.13636 | 0.13636 | 0.13636 | 0.13636 | 0.21679 | 0.45552 | 0.77832 | 1 | 1 | 1 | 1 | 1 | 1 | 1 | 1 | 0.66499 | 0.19307 | 0.19307 | 0.19307 | 11.922 | 32 | 381.5047 | 1
SD | natural gas peaker | Winter Peak | 4.6503e-06 | 4.6503e-06 | 4.6503e-06 | 4.6503e-06 | 4.6503e-06 | 4.6503e-06 | 4.6503e-06 | 4.6503e-06 | 4.6503e-06 | 4.6503e-06 | 4.6503e-06 | 4.6503e-06 | 4.6503e-06 | 4.6503e-06 | 4.6503e-06 | 4.6503e-06 | 4.6503e-06 | 4.6503e-06 | 4.6503e-06 | 4.6503e-06 | 4.6503e-06 | 4.6503e-06 | 4.6503e-06 | 4.6503e-06 | 0.00011161 | 10 | 0.0011161 | 4.6503e-06
SD | nuclear | Winter | 0.909 | 0.909 | 0.909 | 0.909 | 0.909 | 0.909 | 0.909 | 0.909 | 0.909 | 0.909 | 0.909 | 0.909 | 0.909 | 0.909 | 0.909 | 0.909 | 0.909 | 0.909 | 0.909 | 0.909 | 0.909 | 0.909 | 0.909 | 0.909 | 21.816 | 86 | 1876.176 | 0.909
SD | nuclear | Spring | 0.909 | 0.909 | 0.909 | 0.909 | 0.909 | 0.909 | 0.909 | 0.909 | 0.909 | 0.909 | 0.909 | 0.909 | 0.909 | 0.909 | 0.909 | 0.909 | 0.909 | 0.909 | 0.909 | 0.909 | 0.909 | 0.909 | 0.909 | 0.909 | 21.816 | 40 | 872.64 | 0.909
SD | nuclear | Summer | 0.909 | 0.909 | 0.909 | 0.909 | 0.909 | 0.909 | 0.909 | 0.909 | 0.909 | 0.909 | 0.909 | 0.909 | 0.909 | 0.909 | 0.909 | 0.909 | 0.909 | 0.909 | 0.909 | 0.909 | 0.909 | 0.909 | 0.909 | 0.909 | 21.816 | 120 | 2617.92 | 0.909
SD | nuclear | Fall | 0.909 | 0.909 | 0.909 | 0.909 | 0.909 | 0.909 | 0.909 | 0.909 | 0.909 | 0.909 | 0.909 | 0.909 | 0.909 | 0.909 | 0.909 | 0.909 | 0.909 | 0.909 | 0.909 | 0.909 | 0.909 | 0.909 | 0.909 | 0.909 | 21.816 | 77 | 1679.832 | 0.909
SD | nuclear | Summer Peak | 0.909 | 0.909 | 0.909 | 0.909 | 0.909 | 0.909 | 0.909 | 0.909 | 0.909 | 0.909 | 0.909 | 0.909 | 0.909 | 0.909 | 0.909 | 0.909 | 0.909 | 0.909 | 0.909 | 0.909 | 0.909 | 0.909 | 0.909 | 0.909 | 21.816 | 32 | 698.112 | 0.909
SD | nuclear | Winter Peak | 0.909 | 0.909 | 0.909 | 0.909 | 0.909 | 0.909 | 0.909 | 0.909 | 0.909 | 0.909 | 0.909 | 0.909 | 0.909 | 0.909 | 0.909 | 0.909 | 0.909 | 0.909 | 0.909 | 0.909 | 0.909 | 0.909 | 0.909 | 0.909 | 21.816 | 10 | 218.16 | 0.909
SD | offshore wind | Winter | 0.46592 | 0.46215 | 0.46008 | 0.4581 | 0.45801 | 0.46017 | 0.46774 | 0.47424 | 0.47673 | 0.46095 | 0.43942 | 0.4207 | 0.40915 | 0.40758 | 0.4094 | 0.41772 | 0.43789 | 0.46133 | 0.47159 | 0.4793 | 0.47901 | 0.47793 | 0.47474 | 0.46509 | 10.8949 | 86 | 936.9655 | 0.4793
SD | offshore wind | Spring | 0.44472 | 0.43504 | 0.43018 | 0.42314 | 0.4119 | 0.39669 | 0.38665 | 0.37127 | 0.3456 | 0.32681 | 0.31325 | 0.30347 | 0.30782 | 0.31905 | 0.3249 | 0.33608 | 0.35787 | 0.38535 | 0.40885 | 0.43556 | 0.4543 | 0.45487 | 0.45932 | 0.45564 | 9.2883 | 40 | 371.5321 | 0.45932
SD | offshore wind | Summer | 0.27991 | 0.28752 | 0.29064 | 0.28632 | 0.27969 | 0.2682 | 0.24729 | 0.22386 | 0.20312 | 0.18358 | 0.17663 | 0.17729 | 0.16902 | 0.16694 | 0.17334 | 0.1867 | 0.20712 | 0.21806 | 0.23492 | 0.26327 | 0.26448 | 0.26661 | 0.27296 | 0.27876 | 5.6062 | 120 | 672.7488 | 0.29064
SD | offshore wind | Fall | 0.39945 | 0.40031 | 0.39867 | 0.39313 | 0.39477 | 0.39571 | 0.40203 | 0.40656 | 0.40312 | 0.39165 | 0.37299 | 0.36042 | 0.35176 | 0.34653 | 0.3498 | 0.3612 | 0.374 | 0.39329 | 0.40898 | 0.43052 | 0.45652 | 0.45589 | 0.44863 | 0.43021 | 9.5262 | 77 | 733.5137 | 0.45652
SD | offshore wind | Summer Peak | 0.44286 | 0.35619 | 0.38952 | 0.37238 | 0.33333 | 0.33333 | 0.37905 | 0.4 | 0.39905 | 0.38667 | 0.37619 | 0.35905 | 0.36095 | 0.35714 | 0.34762 | 0.34667 | 0.36952 | 0.42095 | 0.36381 | 0.3 | 0.23238 | 0.18381 | 0.17048 | 0.22286 | 8.2038 | 32 | 262.5219 | 0.44286
SD | offshore wind | Winter Peak | 0.44286 | 0.44 | 0.44857 | 0.46095 | 0.47524 | 0.49714 | 0.50952 | 0.49429 | 0.46762 | 0.4581 | 0.46571 | 0.47238 | 0.46952 | 0.47524 | 0.49714 | 0.50952 | 0.52476 | 0.53143 | 0.52571 | 0.51714 | 0.50762 | 0.48952 | 0.45905 | 0.39619 | 11.5352 | 10 | 115.3524 | 0.53143
SD | onshore wind | Winter | 0.63995 | 0.64922 | 0.65704 | 0.67134 | 0.68915 | 0.70096 | 0.69821 | 0.67903 | 0.65206 | 0.63907 | 0.63353 | 0.63466 | 0.64433 | 0.65312 | 0.66558 | 0.67827 | 0.68912 | 0.69848 | 0.70729 | 0.7254 | 0.72507 | 0.71769 | 0.69826 | 0.67359 | 16.2204 | 86 | 1394.955 | 0.7254
SD | onshore wind | Spring | 0.19329 | 0.17529 | 0.16364 | 0.15223 | 0.14636 | 0.14984 | 0.15028 | 0.1388 | 0.11702 | 0.092722 | 0.079343 | 0.072471 | 0.073377 | 0.080804 | 0.083493 | 0.086467 | 0.10419 | 0.12265 | 0.14419 | 0.16725 | 0.18251 | 0.18136 | 0.18648 | 0.18564 | 3.2297 | 40 | 129.1879 | 0.19329
SD | onshore wind | Summer | 0.54334 | 0.5456 | 0.54936 | 0.55629 | 0.56997 | 0.57001 | 0.52801 | 0.45366 | 0.38166 | 0.33246 | 0.30602 | 0.2934 | 0.28522 | 0.28867 | 0.29631 | 0.31822 | 0.35293 | 0.3899 | 0.44212 | 0.50068 | 0.51802 | 0.51713 | 0.506 | 0.49685 | 10.5418 | 120 | 1265.0187 | 0.57001
SD | onshore wind | Fall | 0.36446 | 0.35304 | 0.33636 | 0.31742 | 0.30788 | 0.29753 | 0.28714 | 0.26721 | 0.241 | 0.21041 | 0.18769 | 0.18071 | 0.1847 | 0.20025 | 0.22161 | 0.25623 | 0.30717 | 0.35474 | 0.40963 | 0.45775 | 0.47994 | 0.48225 | 0.4747 | 0.46102 | 7.6408 | 77 | 588.345 | 0.48225
SD | onshore wind | Summer Peak | 0.39855 | 0.36463 | 0.35089 | 0.32849 | 0.31166 | 0.27733 | 0.20583 | 0.13737 | 0.11556 | 0.10786 | 0.096773 | 0.084083 | 0.074283 | 0.074323 | 0.078191 | 0.081888 | 0.092205 | 0.10811 | 0.14462 | 0.2198 | 0.28157 | 0.31798 | 0.34284 | 0.36889 | 4.9637 | 32 | 158.8388 | 0.39855
SD | onshore wind | Winter Peak | 0.30421 | 0.27396 | 0.25058 | 0.23341 | 0.222 | 0.20991 | 0.19941 | 0.1879 | 0.17613 | 0.13466 | 0.10141 | 0.078905 | 0.068356 | 0.065147 | 0.07342 | 0.098933 | 0.15122 | 0.21102 | 0.25609 | 0.28789 | 0.31573 | 0.33642 | 0.34867 | 0.32688 | 4.9123 | 10 | 49.1226 | 0.34867
SD | petroleum | Winter | 4.6503e-06 | 4.6503e-06 | 4.6503e-06 | 4.6503e-06 | 4.6503e-06 | 4.6503e-06 | 4.6503e-06 | 4.6503e-06 | 4.6503e-06 | 4.6503e-06 | 4.6503e-06 | 4.6503e-06 | 4.6503e-06 | 4.6503e-06 | 4.6503e-06 | 4.6503e-06 | 0.017964 | 0.017964 | 0.035924 | 0.035924 | 0.035924 | 0.035924 | 0.035924 | 0.035924 | 0.25154 | 86 | 21.6328 | 0.035924
SD | petroleum | Spring | 0.11584 | 0.11584 | 0.11584 | 0.11584 | 0.11584 | 0.11584 | 0.11584 | 0.11584 | 0.11584 | 0.11584 | 0.11584 | 0.11584 | 0.15446 | 0.18019 | 0.2188 | 0.19307 | 0.19307 | 0.31794 | 0.21501 | 0.21501 | 0.11584 | 0.038618 | 0.038618 | 0.038618 | 3.3094 | 40 | 132.3743 | 0.31794
SD | petroleum | Summer | 0.051488 | 0.051488 | 0.051488 | 0.051488 | 0.051488 | 0.051488 | 0.051488 | 0.051488 | 0.051488 | 0.064359 | 0.084135 | 0.10988 | 0.12275 | 0.16288 | 0.20782 | 0.26187 | 0.26918 | 0.35153 | 0.26029 | 0.20729 | 0.085596 | 0.012876 | 0.012876 | 0.012876 | 2.6896 | 120 | 322.7513 | 0.35153
SD | petroleum | Fall | 0.070941 | 0.070941 | 0.070941 | 0.070941 | 0.070941 | 0.070941 | 0.070941 | 0.070941 | 0.070941 | 0.070941 | 0.1219 | 0.21682 | 0.26552 | 0.28909 | 0.32082 | 0.32082 | 0.45208 | 0.49533 | 0.39493 | 0.28603 | 0.16194 | 0.10755 | 0.10755 | 0.10755 | 4.3573 | 77 | 335.514 | 0.49533
SD | petroleum | Summer Peak | 0.13636 | 0.13636 | 0.13636 | 0.13636 | 0.13636 | 0.13636 | 0.13636 | 0.13636 | 0.13636 | 0.21679 | 0.45552 | 0.77832 | 1 | 1 | 1 | 1 | 1 | 1 | 1 | 1 | 0.66499 | 0.19307 | 0.19307 | 0.19307 | 11.922 | 32 | 381.5047 | 1
SD | petroleum | Winter Peak | 4.6503e-06 | 4.6503e-06 | 4.6503e-06 | 4.6503e-06 | 4.6503e-06 | 4.6503e-06 | 4.6503e-06 | 4.6503e-06 | 4.6503e-06 | 4.6503e-06 | 4.6503e-06 | 4.6503e-06 | 4.6503e-06 | 4.6503e-06 | 4.6503e-06 | 4.6503e-06 | 4.6503e-06 | 4.6503e-06 | 4.6503e-06 | 4.6503e-06 | 4.6503e-06 | 4.6503e-06 | 4.6503e-06 | 4.6503e-06 | 0.00011161 | 10 | 0.0011161 | 4.6503e-06
SD | pumped hydro | Winter | 0.050786 | 0.031782 | 0.011015 | 0.0036035 | 0.0015851 | 0.005556 | 0.040084 | 0.033931 | 0.015151 | 0.0089085 | 0.0017651 | 0.0025064 | 0.0017282 | 0.0011129 | 0.0006206 | 0.00067935 | 0.0057153 | 0.12696 | 0.27549 | 0.26941 | 0.19322 | 0.12361 | 0.087958 | 0.059443 | 1.3526 | 86 | 116.3255 | 0.27549
SD | pumped hydro | Spring | 0.13406 | 0.089046 | 0.043601 | 0.027674 | 0.022308 | 0.021574 | 0.03002 | 0.021769 | 0.01624 | 0.0019417 | 0.0019339 | 0.0016268 | 0.0017358 | 0.0033852 | 0.0067275 | 0.010701 | 0.041979 | 0.14699 | 0.34078 | 0.37694 | 0.3594 | 0.20445 | 0.15713 | 0.1425 | 2.2045 | 40 | 88.1804 | 0.37694
SD | pumped hydro | Summer | 0.088023 | 0.039339 | 0.016514 | 0.0093124 | 0.0054294 | 0.0038308 | 0.0031176 | 0.0012654 | 0.00015248 | 2.3472e-05 | 0.00083549 | 0.022595 | 0.10315 | 0.18902 | 0.2678 | 0.35551 | 0.45477 | 0.53128 | 0.58425 | 0.58312 | 0.54844 | 0.32976 | 0.16117 | 0.12689 | 4.4256 | 120 | 531.0722 | 0.58425
SD | pumped hydro | Fall | 0.087977 | 0.062359 | 0.024155 | 0.0062008 | 0.0025893 | 0.0017164 | 0.0023704 | 0.0063496 | 0.0078345 | 0.00033795 | 0.00071655 | 0.00089718 | 0.0046131 | 0.012083 | 0.021131 | 0.03584 | 0.098139 | 0.31041 | 0.39754 | 0.41951 | 0.24537 | 0.15513 | 0.1382 | 0.11573 | 2.1572 | 77 | 166.1046 | 0.41951
SD | pumped hydro | Summer Peak | 0.13154 | 0.040447 | 0 | 0 | 0 | 0 | 0 | 0 | 0 | 0.00043189 | 0.0018473 | 0.083516 | 0.34412 | 0.45311 | 0.54917 | 0.60615 | 0.63472 | 0.64234 | 0.639 | 0.63262 | 0.72697 | 0.67088 | 0.19429 | 0.14993 | 6.5011 | 32 | 208.0344 | 0.72697
SD | pumped hydro | Winter Peak | 0.0047638 | 0.0026573 | 0.0018473 | 0.0018473 | 0 | 0.094888 | 0.19155 | 0.14615 | 0.0043146 | 0.012964 | 0.003345 | 0.0052486 | 0.0036945 | 0 | 0 | 0 | 0.0048896 | 0.20752 | 0.3746 | 0.38504 | 0.33367 | 0.19894 | 0.069298 | 0.020111 | 2.0674 | 10 | 20.6735 | 0.38504
SD | smr | Winter | 0.9 | 0.9 | 0.9 | 0.9 | 0.9 | 0.9 | 0.9 | 0.9 | 0.9 | 0.9 | 0.9 | 0.9 | 0.9 | 0.9 | 0.9 | 0.9 | 0.9 | 0.9 | 0.9 | 0.9 | 0.9 | 0.9 | 0.9 | 0.9 | 21.6 | 86 | 1857.6 | 0.9
SD | smr | Spring | 0.9 | 0.9 | 0.9 | 0.9 | 0.9 | 0.9 | 0.9 | 0.9 | 0.9 | 0.9 | 0.9 | 0.9 | 0.9 | 0.9 | 0.9 | 0.9 | 0.9 | 0.9 | 0.9 | 0.9 | 0.9 | 0.9 | 0.9 | 0.9 | 21.6 | 40 | 864 | 0.9
SD | smr | Summer | 0.9 | 0.9 | 0.9 | 0.9 | 0.9 | 0.9 | 0.9 | 0.9 | 0.9 | 0.9 | 0.9 | 0.9 | 0.9 | 0.9 | 0.9 | 0.9 | 0.9 | 0.9 | 0.9 | 0.9 | 0.9 | 0.9 | 0.9 | 0.9 | 21.6 | 120 | 2592 | 0.9
SD | smr | Fall | 0.9 | 0.9 | 0.9 | 0.9 | 0.9 | 0.9 | 0.9 | 0.9 | 0.9 | 0.9 | 0.9 | 0.9 | 0.9 | 0.9 | 0.9 | 0.9 | 0.9 | 0.9 | 0.9 | 0.9 | 0.9 | 0.9 | 0.9 | 0.9 | 21.6 | 77 | 1663.2 | 0.9
SD | smr | Summer Peak | 0.9 | 0.9 | 0.9 | 0.9 | 0.9 | 0.9 | 0.9 | 0.9 | 0.9 | 0.9 | 0.9 | 0.9 | 0.9 | 0.9 | 0.9 | 0.9 | 0.9 | 0.9 | 0.9 | 0.9 | 0.9 | 0.9 | 0.9 | 0.9 | 21.6 | 32 | 691.2 | 0.9
SD | smr | Winter Peak | 0.9 | 0.9 | 0.9 | 0.9 | 0.9 | 0.9 | 0.9 | 0.9 | 0.9 | 0.9 | 0.9 | 0.9 | 0.9 | 0.9 | 0.9 | 0.9 | 0.9 | 0.9 | 0.9 | 0.9 | 0.9 | 0.9 | 0.9 | 0.9 | 21.6 | 10 | 216 | 0.9
SD | solar pv dist | Winter | 0 | 0 | 0 | 0 | 0.00047623 | 0.00463 | 0.097574 | 0.23552 | 0.34515 | 0.38221 | 0.38362 | 0.38627 | 0.3958 | 0.50778 | 0.5372 | 0.42798 | 0.26104 | 0.12682 | 0.028653 | 0.0010451 | 0 | 0 | 0 | 0 | 4.1218 | 86 | 354.4721 | 0.5372
SD | solar pv dist | Spring | 0 | 0 | 0 | 0 | 0.0003413 | 0.0042947 | 0.096928 | 0.21502 | 0.30128 | 0.34005 | 0.36044 | 0.36038 | 0.35933 | 0.47196 | 0.50091 | 0.43623 | 0.27733 | 0.13146 | 0.038453 | 0.001479 | 0 | 0 | 0 | 0 | 3.8959 | 40 | 155.835 | 0.50091
SD | solar pv dist | Summer | 0 | 0 | 0 | 0 | 0.00062571 | 0.0068923 | 0.12906 | 0.28082 | 0.37538 | 0.40803 | 0.41086 | 0.40027 | 0.40602 | 0.49695 | 0.52858 | 0.45196 | 0.29474 | 0.15701 | 0.043601 | 0.00146 | 0 | 0 | 0 | 0 | 4.3923 | 120 | 527.0717 | 0.52858
SD | solar pv dist | Fall | 0 | 0 | 0 | 0 | 0.00022162 | 0.0038267 | 0.076755 | 0.20855 | 0.30885 | 0.35092 | 0.35994 | 0.34883 | 0.34761 | 0.4394 | 0.47192 | 0.37113 | 0.20694 | 0.10159 | 0.027437 | 0.00094558 | 0 | 0 | 0 | 0 | 3.6249 | 77 | 279.1138 | 0.47192
SD | solar pv dist | Summer Peak | 0 | 0 | 0 | 0 | 0.001351 | 0.017563 | 0.24797 | 0.41649 | 0.46665 | 0.48521 | 0.48471 | 0.46527 | 0.46879 | 0.51948 | 0.53843 | 0.53392 | 0.46861 | 0.29046 | 0.11337 | 0.005866 | 0 | 0 | 0 | 0 | 5.5241 | 32 | 176.7725 | 0.53843
SD | solar pv dist | Winter Peak | 0 | 0 | 0 | 0 | 0 | 0 | 0 | 0.032992 | 0.14266 | 0.20159 | 0.25791 | 0.26803 | 0.26906 | 0.40626 | 0.41945 | 0.27383 | 0.068146 | 0.0018203 | 0 | 0 | 0 | 0 | 0 | 0 | 2.3418 | 10 | 23.4175 | 0.41945
SD | solar pv | Winter | 0 | 0 | 0 | 0 | 0.0060592 | 0.048474 | 0.17168 | 0.33528 | 0.47161 | 0.50797 | 0.49989 | 0.50797 | 0.52513 | 0.53826 | 0.52513 | 0.41506 | 0.25045 | 0.102 | 0.016158 | 0 | 0 | 0 | 0 | 0 | 4.9211 | 86 | 423.2164 | 0.53826
SD | solar pv | Spring | 0 | 0 | 0 | 0 | 0.0043425 | 0.058623 | 0.16936 | 0.29312 | 0.39951 | 0.44727 | 0.46899 | 0.47333 | 0.46681 | 0.49721 | 0.47333 | 0.42773 | 0.26489 | 0.12376 | 0.028226 | 0 | 0 | 0 | 0 | 0 | 4.5965 | 40 | 183.8599 | 0.49721
SD | solar pv | Summer | 0 | 0 | 0 | 0 | 0.010132 | 0.083954 | 0.23015 | 0.39806 | 0.51241 | 0.53919 | 0.53702 | 0.53268 | 0.54787 | 0.54426 | 0.53485 | 0.46102 | 0.31266 | 0.14475 | 0.031121 | 0 | 0 | 0 | 0 | 0 | 5.4201 | 120 | 650.414 | 0.54787
SD | solar pv | Fall | 0 | 0 | 0 | 0 | 0.0011279 | 0.046244 | 0.14324 | 0.28875 | 0.41733 | 0.4568 | 0.46019 | 0.44327 | 0.45004 | 0.45568 | 0.44214 | 0.34852 | 0.20077 | 0.086849 | 0.019175 | 0 | 0 | 0 | 0 | 0 | 4.2601 | 77 | 328.0296 | 0.46019
SD | solar pv | Summer Peak | 0 | 0 | 0 | 0 | 0.021712 | 0.20084 | 0.45324 | 0.60794 | 0.68122 | 0.71651 | 0.69479 | 0.67308 | 0.6758 | 0.62966 | 0.63237 | 0.62694 | 0.55638 | 0.36368 | 0.11942 | 0 | 0 | 0 | 0 | 0 | 7.6536 | 32 | 244.9149 | 0.71651
SD | solar pv | Winter Peak | 0 | 0 | 0 | 0 | 0 | 0 | 0 | 0.060794 | 0.20844 | 0.24318 | 0.29529 | 0.33871 | 0.33003 | 0.37345 | 0.33003 | 0.19107 | 0.03474 | 0 | 0 | 0 | 0 | 0 | 0 | 0 | 2.4057 | 10 | 24.0572 | 0.37345
SD | solar thermal | Winter | 0 | 0 | 0 | 0 | 0 | 0 | 0 | 0 | 0 | 0.08597 | 0.37963 | 0.49887 | 0.49723 | 0.48344 | 0.47116 | 0.48279 | 0.49202 | 0.44649 | 0.21282 | 0.015243 | 0 | 0 | 0 | 0 | 4.0657 | 86 | 349.6472 | 0.49887
SD | solar thermal | Spring | 0 | 0 | 0 | 0 | 0 | 0 | 0 | 0.0076376 | 0.18687 | 0.48014 | 0.63047 | 0.67382 | 0.67706 | 0.67418 | 0.66674 | 0.6665 | 0.66683 | 0.64842 | 0.56803 | 0.30656 | 0.039289 | 0 | 0 | 0 | 6.8926 | 40 | 275.7025 | 0.67706
SD | solar thermal | Summer | 0 | 0 | 0 | 0 | 0 | 0 | 0 | 0.024165 | 0.27576 | 0.51489 | 0.59949 | 0.63012 | 0.63917 | 0.63842 | 0.63267 | 0.62353 | 0.61338 | 0.59439 | 0.54207 | 0.40006 | 0.11962 | 2.6056e-06 | 0 | 0 | 6.8477 | 120 | 821.7268 | 0.63917
SD | solar thermal | Fall | 0 | 0 | 0 | 0 | 0 | 0 | 0 | 0 | 0.054994 | 0.36422 | 0.55217 | 0.58569 | 0.57826 | 0.56812 | 0.56341 | 0.56827 | 0.56955 | 0.52878 | 0.35579 | 0.077412 | 3.2207e-05 | 0 | 0 | 0 | 5.3667 | 77 | 413.2355 | 0.58569
SD | solar thermal | Summer Peak | 0 | 0 | 0 | 0 | 0 | 0 | 0 | 0.027732 | 0.38084 | 0.62249 | 0.69231 | 0.71807 | 0.7248 | 0.72465 | 0.72329 | 0.72571 | 0.72389 | 0.71218 | 0.67311 | 0.55977 | 0.22117 | 0 | 0 | 0 | 8.23 | 32 | 263.3604 | 0.72571
SD | solar thermal | Winter Peak | 0 | 0 | 0 | 0 | 0 | 0 | 0 | 0 | 0 | 0.0026447 | 0.27588 | 0.35613 | 0.39021 | 0.41121 | 0.42512 | 0.48557 | 0.52766 | 0.49305 | 0.19344 | 0 | 0 | 0 | 0 | 0 | 3.5609 | 10 | 35.609 | 0.52766
SD | natural gas steam turbine | Winter | 0 | 0 | 0 | 0 | 0 | 0 | 0 | 0 | 0 | 0 | 0 | 0 | 0 | 0 | 0 | 0 | 0 | 0 | 0 | 0 | 0 | 0 | 0 | 0 | 0 | 86 | 0 | 0
SD | natural gas steam turbine | Spring | 0.35652 | 0.35652 | 0.35652 | 0.35652 | 0.35652 | 0.35652 | 0.35652 | 0.35652 | 0.35652 | 0.35652 | 0.35652 | 0.35652 | 0.35652 | 0.35652 | 0.35652 | 0.35652 | 0.71303 | 0.71303 | 0.71303 | 0.71303 | 0.35652 | 0.35652 | 0.35652 | 0.35652 | 9.9824 | 40 | 399.2975 | 0.71303
SD | natural gas steam turbine | Summer | 0 | 0 | 0 | 0 | 0 | 0 | 0 | 0 | 0 | 0 | 0.57771 | 1 | 1 | 1 | 1 | 1 | 1 | 1 | 1 | 1 | 1 | 0 | 0 | 0 | 10.5777 | 120 | 1269.3255 | 1
SD | natural gas steam turbine | Fall | 0 | 0 | 0 | 0 | 0 | 0 | 0 | 0 | 0 | 0 | 0 | 0 | 0 | 0 | 0 | 0 | 0 | 0 | 0 | 0 | 0 | 0 | 0 | 0 | 0 | 77 | 0 | 0
SD | natural gas steam turbine | Summer Peak | 0 | 0 | 0 | 0 | 0 | 0 | 0 | 0 | 0 | 0 | 0 | 0 | 0 | 0 | 0 | 0 | 0 | 0 | 0 | 0 | 0 | 0 | 0 | 0 | 0 | 32 | 0 | 0
SD | natural gas steam turbine | Winter Peak | 0 | 0 | 0 | 0 | 0 | 0 | 0 | 0 | 0 | 0 | 0 | 0 | 0 | 0 | 0 | 0 | 0 | 0 | 0 | 0 | 0 | 0 | 0 | 0 | 0 | 10 | 0 | 0
TN | biomass ccs | Winter | 0.8 | 0.8 | 0.8 | 0.8 | 0.8 | 0.8 | 0.8 | 0.8 | 0.8 | 0.8 | 0.8 | 0.8 | 0.8 | 0.8 | 0.8 | 0.8 | 0.8 | 0.8 | 0.8 | 0.8 | 0.8 | 0.8 | 0.8 | 0.8 | 19.2 | 35 | 672 | 0.8
TN | biomass ccs | Spring | 0.8 | 0.8 | 0.8 | 0.8 | 0.8 | 0.8 | 0.8 | 0.8 | 0.8 | 0.8 | 0.8 | 0.8 | 0.8 | 0.8 | 0.8 | 0.8 | 0.8 | 0.8 | 0.8 | 0.8 | 0.8 | 0.8 | 0.8 | 0.8 | 19.2 | 47 | 902.4 | 0.8
TN | biomass ccs | Summer | 0.8 | 0.8 | 0.8 | 0.8 | 0.8 | 0.8 | 0.8 | 0.8 | 0.8 | 0.8 | 0.8 | 0.8 | 0.8 | 0.8 | 0.8 | 0.8 | 0.8 | 0.8 | 0.8 | 0.8 | 0.8 | 0.8 | 0.8 | 0.8 | 19.2 | 107 | 2054.4 | 0.8
TN | biomass ccs | Fall | 0.8 | 0.8 | 0.8 | 0.8 | 0.8 | 0.8 | 0.8 | 0.8 | 0.8 | 0.8 | 0.8 | 0.8 | 0.8 | 0.8 | 0.8 | 0.8 | 0.8 | 0.8 | 0.8 | 0.8 | 0.8 | 0.8 | 0.8 | 0.8 | 19.2 | 152 | 2918.4 | 0.8
TN | biomass ccs | Summer Peak | 0.8 | 0.8 | 0.8 | 0.8 | 0.8 | 0.8 | 0.8 | 0.8 | 0.8 | 0.8 | 0.8 | 0.8 | 0.8 | 0.8 | 0.8 | 0.8 | 0.8 | 0.8 | 0.8 | 0.8 | 0.8 | 0.8 | 0.8 | 0.8 | 19.2 | 18 | 345.6 | 0.8
TN | biomass ccs | Winter Peak | 0.8 | 0.8 | 0.8 | 0.8 | 0.8 | 0.8 | 0.8 | 0.8 | 0.8 | 0.8 | 0.8 | 0.8 | 0.8 | 0.8 | 0.8 | 0.8 | 0.8 | 0.8 | 0.8 | 0.8 | 0.8 | 0.8 | 0.8 | 0.8 | 19.2 | 6 | 115.2 | 0.8
TN | biomass | Winter | 0.5102 | 0.5102 | 0.5102 | 0.5102 | 0.5102 | 0.5102 | 0.5102 | 0.5102 | 0.5102 | 0.5102 | 0.5102 | 0.5102 | 0.5102 | 0.5102 | 0.5102 | 0.5102 | 0.5102 | 0.5102 | 0.5102 | 0.5102 | 0.5102 | 0.5102 | 0.5102 | 0.5102 | 12.2448 | 35 | 428.568 | 0.5102
TN | biomass | Spring | 0.5102 | 0.5102 | 0.5102 | 0.5102 | 0.5102 | 0.5102 | 0.5102 | 0.5102 | 0.5102 | 0.5102 | 0.5102 | 0.5102 | 0.5102 | 0.5102 | 0.5102 | 0.5102 | 0.5102 | 0.5102 | 0.5102 | 0.5102 | 0.5102 | 0.5102 | 0.5102 | 0.5102 | 12.2448 | 47 | 575.5056 | 0.5102
TN | biomass | Summer | 0.5102 | 0.5102 | 0.5102 | 0.5102 | 0.5102 | 0.5102 | 0.5102 | 0.5102 | 0.5102 | 0.5102 | 0.5102 | 0.5102 | 0.5102 | 0.5102 | 0.5102 | 0.5102 | 0.5102 | 0.5102 | 0.5102 | 0.5102 | 0.5102 | 0.5102 | 0.5102 | 0.5102 | 12.2448 | 107 | 1310.1936 | 0.5102
TN | biomass | Fall | 0.5102 | 0.5102 | 0.5102 | 0.5102 | 0.5102 | 0.5102 | 0.5102 | 0.5102 | 0.5102 | 0.5102 | 0.5102 | 0.5102 | 0.5102 | 0.5102 | 0.5102 | 0.5102 | 0.5102 | 0.5102 | 0.5102 | 0.5102 | 0.5102 | 0.5102 | 0.5102 | 0.5102 | 12.2448 | 152 | 1861.2096 | 0.5102
TN | biomass | Summer Peak | 0.5102 | 0.5102 | 0.5102 | 0.5102 | 0.5102 | 0.5102 | 0.5102 | 0.5102 | 0.5102 | 0.5102 | 0.5102 | 0.5102 | 0.5102 | 0.5102 | 0.5102 | 0.5102 | 0.5102 | 0.5102 | 0.5102 | 0.5102 | 0.5102 | 0.5102 | 0.5102 | 0.5102 | 12.2448 | 18 | 220.4064 | 0.5102
TN | biomass | Winter Peak | 0.5102 | 0.5102 | 0.5102 | 0.5102 | 0.5102 | 0.5102 | 0.5102 | 0.5102 | 0.5102 | 0.5102 | 0.5102 | 0.5102 | 0.5102 | 0.5102 | 0.5102 | 0.5102 | 0.5102 | 0.5102 | 0.5102 | 0.5102 | 0.5102 | 0.5102 | 0.5102 | 0.5102 | 12.2448 | 6 | 73.4688 | 0.5102
TN | natural gas combined cycle ccs | Winter | 0.8 | 0.8 | 0.8 | 0.8 | 0.8 | 0.8 | 0.8 | 0.8 | 0.8 | 0.8 | 0.8 | 0.8 | 0.8 | 0.8 | 0.8 | 0.8 | 0.8 | 0.8 | 0.8 | 0.8 | 0.8 | 0.8 | 0.8 | 0.8 | 19.2 | 35 | 672 | 0.8
TN | natural gas combined cycle ccs | Spring | 0.8 | 0.8 | 0.8 | 0.8 | 0.8 | 0.8 | 0.8 | 0.8 | 0.8 | 0.8 | 0.8 | 0.8 | 0.8 | 0.8 | 0.8 | 0.8 | 0.8 | 0.8 | 0.8 | 0.8 | 0.8 | 0.8 | 0.8 | 0.8 | 19.2 | 47 | 902.4 | 0.8
TN | natural gas combined cycle ccs | Summer | 0.8 | 0.8 | 0.8 | 0.8 | 0.8 | 0.8 | 0.8 | 0.8 | 0.8 | 0.8 | 0.8 | 0.8 | 0.8 | 0.8 | 0.8 | 0.8 | 0.8 | 0.8 | 0.8 | 0.8 | 0.8 | 0.8 | 0.8 | 0.8 | 19.2 | 107 | 2054.4 | 0.8
TN | natural gas combined cycle ccs | Fall | 0.8 | 0.8 | 0.8 | 0.8 | 0.8 | 0.8 | 0.8 | 0.8 | 0.8 | 0.8 | 0.8 | 0.8 | 0.8 | 0.8 | 0.8 | 0.8 | 0.8 | 0.8 | 0.8 | 0.8 | 0.8 | 0.8 | 0.8 | 0.8 | 19.2 | 152 | 2918.4 | 0.8
TN | natural gas combined cycle ccs | Summer Peak | 0.8 | 0.8 | 0.8 | 0.8 | 0.8 | 0.8 | 0.8 | 0.8 | 0.8 | 0.8 | 0.8 | 0.8 | 0.8 | 0.8 | 0.8 | 0.8 | 0.8 | 0.8 | 0.8 | 0.8 | 0.8 | 0.8 | 0.8 | 0.8 | 19.2 | 18 | 345.6 | 0.8
TN | natural gas combined cycle ccs | Winter Peak | 0.8 | 0.8 | 0.8 | 0.8 | 0.8 | 0.8 | 0.8 | 0.8 | 0.8 | 0.8 | 0.8 | 0.8 | 0.8 | 0.8 | 0.8 | 0.8 | 0.8 | 0.8 | 0.8 | 0.8 | 0.8 | 0.8 | 0.8 | 0.8 | 19.2 | 6 | 115.2 | 0.8
TN | natural gas combined cycle | Winter | 0.65209 | 0.64544 | 0.64544 | 0.64544 | 0.65209 | 0.65209 | 0.6509 | 0.64278 | 0.64278 | 0.64278 | 0.64278 | 0.64278 | 0.64278 | 0.64278 | 0.64278 | 0.65209 | 0.65209 | 0.65209 | 0.65209 | 0.65209 | 0.65209 | 0.65209 | 0.65209 | 0.65209 | 15.5546 | 35 | 544.4107 | 0.65209
TN | natural gas combined cycle | Spring | 0.65209 | 0.65011 | 0.65209 | 0.65209 | 0.65209 | 0.65209 | 0.65209 | 0.65209 | 0.65209 | 0.65209 | 0.65209 | 0.65209 | 0.65209 | 0.65209 | 0.65209 | 0.65209 | 0.65209 | 0.65209 | 0.65209 | 0.65209 | 0.65209 | 0.65209 | 0.65209 | 0.65209 | 15.6483 | 47 | 735.4696 | 0.65209
TN | natural gas combined cycle | Summer | 0.65209 | 0.65209 | 0.64818 | 0.64731 | 0.64165 | 0.62293 | 0.62537 | 0.64346 | 0.65049 | 0.65209 | 0.65209 | 0.65209 | 0.65209 | 0.65209 | 0.65209 | 0.65209 | 0.65209 | 0.65209 | 0.65209 | 0.65209 | 0.65209 | 0.65209 | 0.65209 | 0.65209 | 15.565 | 107 | 1665.4539 | 0.65209
TN | natural gas combined cycle | Fall | 0.64981 | 0.64917 | 0.65026 | 0.65148 | 0.64719 | 0.63643 | 0.6236 | 0.63218 | 0.64339 | 0.64658 | 0.64824 | 0.64597 | 0.64493 | 0.64519 | 0.64627 | 0.65209 | 0.65209 | 0.65209 | 0.65209 | 0.65209 | 0.65209 | 0.65209 | 0.65209 | 0.64995 | 15.5274 | 152 | 2360.164 | 0.65209
TN | natural gas combined cycle | Summer Peak | 0.65209 | 0.65209 | 0.65209 | 0.65209 | 0.65209 | 0.60277 | 0.63916 | 0.65209 | 0.65209 | 0.65209 | 0.65209 | 0.65209 | 0.65209 | 0.65209 | 0.65209 | 0.65209 | 0.65209 | 0.65209 | 0.65209 | 0.65209 | 0.65209 | 0.65209 | 0.65209 | 0.65209 | 15.588 | 18 | 280.5842 | 0.65209
TN | natural gas combined cycle | Winter Peak | 0.65209 | 0.65209 | 0.65209 | 0.65209 | 0.65209 | 0.65209 | 0.65209 | 0.65209 | 0.65209 | 0.65209 | 0.65209 | 0.65209 | 0.65209 | 0.65209 | 0.65209 | 0.65209 | 0.65209 | 0.65209 | 0.65209 | 0.65209 | 0.65209 | 0.65209 | 0.65209 | 0.65209 | 15.6503 | 6 | 93.9016 | 0.65209
TN | crude oil | Winter | 0.001 | 0.001 | 0.001 | 0.001 | 0.001 | 0.001 | 0.001 | 0.001 | 0.001 | 0.001 | 0.001 | 0.001 | 0.001 | 0.001 | 0.001 | 0.001 | 0.001 | 0.001 | 0.001 | 0.001 | 0.001 | 0.001 | 0.001 | 0.001 | 0.024 | 35 | 0.84 | 0.001
TN | crude oil | Spring | 0.001 | 0.001 | 0.001 | 0.001 | 0.001 | 0.001 | 0.001 | 0.001 | 0.001 | 0.001 | 0.001 | 0.001 | 0.001 | 0.001 | 0.001 | 0.001 | 0.001 | 0.001 | 0.001 | 0.001 | 0.001 | 0.001 | 0.001 | 0.001 | 0.024 | 47 | 1.128 | 0.001
TN | crude oil | Summer | 0.001 | 0.001 | 0.001 | 0.001 | 0.001 | 0.001 | 0.001 | 0.001 | 0.001 | 0.001 | 0.001 | 0.001 | 0.001 | 0.001 | 0.001 | 0.001 | 0.001 | 0.001 | 0.001 | 0.001 | 0.001 | 0.001 | 0.001 | 0.001 | 0.024 | 107 | 2.568 | 0.001
TN | crude oil | Fall | 0.001 | 0.001 | 0.001 | 0.001 | 0.001 | 0.001 | 0.001 | 0.001 | 0.001 | 0.001 | 0.001 | 0.001 | 0.001 | 0.001 | 0.001 | 0.001 | 0.001 | 0.001 | 0.001 | 0.001 | 0.001 | 0.001 | 0.001 | 0.001 | 0.024 | 152 | 3.648 | 0.001
TN | crude oil | Summer Peak | 0.001 | 0.001 | 0.001 | 0.001 | 0.001 | 0.001 | 0.001 | 0.001 | 0.001 | 0.001 | 0.001 | 0.001 | 0.001 | 0.001 | 0.001 | 0.001 | 0.001 | 0.001 | 0.001 | 0.001 | 0.001 | 0.001 | 0.001 | 0.001 | 0.024 | 18 | 0.432 | 0.001
TN | crude oil | Winter Peak | 0.001 | 0.001 | 0.001 | 0.001 | 0.001 | 0.001 | 0.001 | 0.001 | 0.001 | 0.001 | 0.001 | 0.001 | 0.001 | 0.001 | 0.001 | 0.001 | 0.001 | 0.001 | 0.001 | 0.001 | 0.001 | 0.001 | 0.001 | 0.001 | 0.024 | 6 | 0.144 | 0.001
TN | geothermal | Winter | 0.6595 | 0.6595 | 0.6595 | 0.6595 | 0.6595 | 0.6595 | 0.6595 | 0.6595 | 0.6595 | 0.6595 | 0.6595 | 0.6595 | 0.6595 | 0.6595 | 0.6595 | 0.6595 | 0.6595 | 0.6595 | 0.6595 | 0.6595 | 0.6595 | 0.6595 | 0.6595 | 0.6595 | 15.828 | 35 | 553.98 | 0.6595
TN | geothermal | Spring | 0.6595 | 0.6595 | 0.6595 | 0.6595 | 0.6595 | 0.6595 | 0.6595 | 0.6595 | 0.6595 | 0.6595 | 0.6595 | 0.6595 | 0.6595 | 0.6595 | 0.6595 | 0.6595 | 0.6595 | 0.6595 | 0.6595 | 0.6595 | 0.6595 | 0.6595 | 0.6595 | 0.6595 | 15.828 | 47 | 743.916 | 0.6595
TN | geothermal | Summer | 0.6595 | 0.6595 | 0.6595 | 0.6595 | 0.6595 | 0.6595 | 0.6595 | 0.6595 | 0.6595 | 0.6595 | 0.6595 | 0.6595 | 0.6595 | 0.6595 | 0.6595 | 0.6595 | 0.6595 | 0.6595 | 0.6595 | 0.6595 | 0.6595 | 0.6595 | 0.6595 | 0.6595 | 15.828 | 107 | 1693.596 | 0.6595
TN | geothermal | Fall | 0.6595 | 0.6595 | 0.6595 | 0.6595 | 0.6595 | 0.6595 | 0.6595 | 0.6595 | 0.6595 | 0.6595 | 0.6595 | 0.6595 | 0.6595 | 0.6595 | 0.6595 | 0.6595 | 0.6595 | 0.6595 | 0.6595 | 0.6595 | 0.6595 | 0.6595 | 0.6595 | 0.6595 | 15.828 | 152 | 2405.856 | 0.6595
TN | geothermal | Summer Peak | 0.6595 | 0.6595 | 0.6595 | 0.6595 | 0.6595 | 0.6595 | 0.6595 | 0.6595 | 0.6595 | 0.6595 | 0.6595 | 0.6595 | 0.6595 | 0.6595 | 0.6595 | 0.6595 | 0.6595 | 0.6595 | 0.6595 | 0.6595 | 0.6595 | 0.6595 | 0.6595 | 0.6595 | 15.828 | 18 | 284.904 | 0.6595
TN | geothermal | Winter Peak | 0.6595 | 0.6595 | 0.6595 | 0.6595 | 0.6595 | 0.6595 | 0.6595 | 0.6595 | 0.6595 | 0.6595 | 0.6595 | 0.6595 | 0.6595 | 0.6595 | 0.6595 | 0.6595 | 0.6595 | 0.6595 | 0.6595 | 0.6595 | 0.6595 | 0.6595 | 0.6595 | 0.6595 | 15.828 | 6 | 94.968 | 0.6595
TN | hard coal ccs | Winter | 0.8 | 0.8 | 0.8 | 0.8 | 0.8 | 0.8 | 0.8 | 0.8 | 0.8 | 0.8 | 0.8 | 0.8 | 0.8 | 0.8 | 0.8 | 0.8 | 0.8 | 0.8 | 0.8 | 0.8 | 0.8 | 0.8 | 0.8 | 0.8 | 19.2 | 35 | 672 | 0.8
TN | hard coal ccs | Spring | 0.8 | 0.8 | 0.8 | 0.8 | 0.8 | 0.8 | 0.8 | 0.8 | 0.8 | 0.8 | 0.8 | 0.8 | 0.8 | 0.8 | 0.8 | 0.8 | 0.8 | 0.8 | 0.8 | 0.8 | 0.8 | 0.8 | 0.8 | 0.8 | 19.2 | 47 | 902.4 | 0.8
TN | hard coal ccs | Summer | 0.8 | 0.8 | 0.8 | 0.8 | 0.8 | 0.8 | 0.8 | 0.8 | 0.8 | 0.8 | 0.8 | 0.8 | 0.8 | 0.8 | 0.8 | 0.8 | 0.8 | 0.8 | 0.8 | 0.8 | 0.8 | 0.8 | 0.8 | 0.8 | 19.2 | 107 | 2054.4 | 0.8
TN | hard coal ccs | Fall | 0.8 | 0.8 | 0.8 | 0.8 | 0.8 | 0.8 | 0.8 | 0.8 | 0.8 | 0.8 | 0.8 | 0.8 | 0.8 | 0.8 | 0.8 | 0.8 | 0.8 | 0.8 | 0.8 | 0.8 | 0.8 | 0.8 | 0.8 | 0.8 | 19.2 | 152 | 2918.4 | 0.8
TN | hard coal ccs | Summer Peak | 0.8 | 0.8 | 0.8 | 0.8 | 0.8 | 0.8 | 0.8 | 0.8 | 0.8 | 0.8 | 0.8 | 0.8 | 0.8 | 0.8 | 0.8 | 0.8 | 0.8 | 0.8 | 0.8 | 0.8 | 0.8 | 0.8 | 0.8 | 0.8 | 19.2 | 18 | 345.6 | 0.8
TN | hard coal ccs | Winter Peak | 0.8 | 0.8 | 0.8 | 0.8 | 0.8 | 0.8 | 0.8 | 0.8 | 0.8 | 0.8 | 0.8 | 0.8 | 0.8 | 0.8 | 0.8 | 0.8 | 0.8 | 0.8 | 0.8 | 0.8 | 0.8 | 0.8 | 0.8 | 0.8 | 19.2 | 6 | 115.2 | 0.8
TN | hard coal | Winter | 0.35503 | 0.35309 | 0.35854 | 0.38744 | 0.47858 | 0.54097 | 0.54609 | 0.51823 | 0.49116 | 0.47981 | 0.46695 | 0.43838 | 0.40627 | 0.38613 | 0.43052 | 0.5655 | 0.63281 | 0.63988 | 0.6378 | 0.62699 | 0.60154 | 0.55468 | 0.42842 | 0.38158 | 11.7064 | 35 | 409.7238 | 0.63988
TN | hard coal | Spring | 0.33189 | 0.33009 | 0.33876 | 0.36469 | 0.44893 | 0.52805 | 0.52565 | 0.46593 | 0.4115 | 0.4024 | 0.39678 | 0.38273 | 0.34845 | 0.3349 | 0.36877 | 0.51446 | 0.59939 | 0.60724 | 0.60653 | 0.60226 | 0.58563 | 0.52322 | 0.41436 | 0.34576 | 10.7784 | 47 | 506.5835 | 0.60724
TN | hard coal | Summer | 0.31347 | 0.29302 | 0.28359 | 0.287 | 0.3147 | 0.33217 | 0.33567 | 0.36309 | 0.40642 | 0.45721 | 0.50476 | 0.54181 | 0.56727 | 0.58529 | 0.59929 | 0.62773 | 0.65421 | 0.66562 | 0.66601 | 0.66061 | 0.63028 | 0.5233 | 0.40728 | 0.34937 | 11.3692 | 107 | 1216.5022 | 0.66601
TN | hard coal | Fall | 0.23844 | 0.23308 | 0.2348 | 0.2437 | 0.28666 | 0.32023 | 0.30258 | 0.27358 | 0.28317 | 0.30986 | 0.32671 | 0.34758 | 0.35444 | 0.36365 | 0.39178 | 0.47943 | 0.53881 | 0.5431 | 0.54332 | 0.53976 | 0.51521 | 0.38372 | 0.28876 | 0.25177 | 8.5941 | 152 | 1306.3093 | 0.54332
TN | hard coal | Summer Peak | 0.4106 | 0.37407 | 0.34657 | 0.36658 | 0.40139 | 0.39026 | 0.43782 | 0.47776 | 0.57228 | 0.64356 | 0.70371 | 0.72895 | 0.73635 | 0.74203 | 0.7489 | 0.75062 | 0.75145 | 0.75062 | 0.75233 | 0.7489 | 0.74322 | 0.68972 | 0.62801 | 0.5245 | 14.4202 | 18 | 259.5635 | 0.75233
TN | hard coal | Winter Peak | 0.26002 | 0.25513 | 0.26537 | 0.35874 | 0.55029 | 0.5962 | 0.61847 | 0.55242 | 0.48772 | 0.48283 | 0.46193 | 0.42225 | 0.36074 | 0.32549 | 0.36807 | 0.51412 | 0.62947 | 0.63785 | 0.63785 | 0.63785 | 0.59541 | 0.52632 | 0.38651 | 0.27588 | 11.2069 | 6 | 67.2417 | 0.63785
TN | heavy or residual fuel oil | Winter | 0 | 0 | 0 | 0 | 0 | 0 | 0 | 0 | 0 | 0 | 0 | 0 | 0 | 0 | 0 | 0 | 0 | 0 | 0 | 0 | 0 | 0 | 0 | 0 | 0 | 35 | 0 | 0
TN | heavy or residual fuel oil | Spring | 0 | 0 | 0 | 0 | 0 | 0 | 0 | 0 | 0 | 0 | 0 | 0 | 0 | 0 | 0 | 0 | 0 | 0 | 0 | 0 | 0 | 0 | 0 | 0 | 0 | 47 | 0 | 0
TN | heavy or residual fuel oil | Summer | 0 | 0 | 0 | 0 | 0 | 0 | 0 | 0 | 0 | 0 | 0 | 0 | 0.061906 | 0.18572 | 0.37732 | 0.59935 | 0.95 | 0.95 | 0.91441 | 0.033893 | 0 | 0 | 0 | 0 | 4.0726 | 107 | 435.7672 | 0.95
TN | heavy or residual fuel oil | Fall | 0 | 0 | 0 | 0 | 0 | 0 | 0 | 0 | 0 | 0 | 0 | 0 | 0 | 0 | 0 | 0 | 0.096678 | 0.096678 | 0 | 0 | 0 | 0 | 0 | 0 | 0.19336 | 152 | 29.39 | 0.096678
TN | heavy or residual fuel oil | Summer Peak | 0 | 0 | 0 | 0 | 0 | 0 | 0 | 0 | 0 | 0 | 0 | 0 | 0 | 0 | 0 | 0.95 | 0.95 | 0.95 | 0 | 0 | 0 | 0 | 0 | 0 | 2.85 | 18 | 51.3 | 0.95
TN | heavy or residual fuel oil | Winter Peak | 0 | 0 | 0 | 0 | 0 | 0 | 0 | 0 | 0 | 0 | 0 | 0 | 0 | 0 | 0 | 0 | 0 | 0 | 0 | 0 | 0 | 0 | 0 | 0 | 0 | 6 | 0 | 0
TN | hydro | Winter | 0.3454 | 0.35316 | 0.36614 | 0.38516 | 0.45697 | 0.54837 | 0.60921 | 0.53215 | 0.423 | 0.43577 | 0.41659 | 0.39252 | 0.35316 | 0.33075 | 0.36614 | 0.53303 | 0.75544 | 0.7684 | 0.7684 | 0.74261 | 0.64987 | 0.51996 | 0.40623 | 0.35331 | 11.8117 | 35 | 413.4112 | 0.7684
TN | hydro | Spring | 0.30306 | 0.29564 | 0.29564 | 0.32727 | 0.41145 | 0.54394 | 0.52092 | 0.43093 | 0.38156 | 0.38002 | 0.37321 | 0.35216 | 0.33823 | 0.33637 | 0.36692 | 0.47104 | 0.66614 | 0.74344 | 0.74414 | 0.72917 | 0.60379 | 0.43818 | 0.34487 | 0.3133 | 10.7114 | 47 | 503.4356 | 0.74414
TN | hydro | Summer | 0.23399 | 0.23246 | 0.23576 | 0.23671 | 0.246 | 0.24214 | 0.24095 | 0.24427 | 0.23427 | 0.2528 | 0.2765 | 0.32125 | 0.34411 | 0.38094 | 0.45255 | 0.547 | 0.66701 | 0.66729 | 0.69216 | 0.58475 | 0.4002 | 0.27764 | 0.23671 | 0.23233 | 8.4798 | 107 | 907.3367 | 0.69216
TN | hydro | Fall | 0.25167 | 0.24937 | 0.24937 | 0.25453 | 0.28175 | 0.33357 | 0.31077 | 0.28568 | 0.27651 | 0.27833 | 0.28576 | 0.28572 | 0.29827 | 0.31652 | 0.3636 | 0.50592 | 0.65552 | 0.71261 | 0.71716 | 0.6626 | 0.4901 | 0.34052 | 0.26501 | 0.25958 | 8.9304 | 152 | 1357.4262 | 0.71716
TN | hydro | Summer Peak | 0.22444 | 0.22444 | 0.22444 | 0.22444 | 0.22444 | 0.22444 | 0.22444 | 0.22444 | 0.22444 | 0.22444 | 0.25223 | 0.38914 | 0.46296 | 0.53385 | 0.53593 | 0.5878 | 0.60401 | 0.66222 | 0.67014 | 0.56565 | 0.40102 | 0.22444 | 0.22444 | 0.22444 | 8.5826 | 18 | 154.4873 | 0.67014
TN | hydro | Winter Peak | 0.31423 | 0.31423 | 0.31423 | 0.36525 | 0.44763 | 0.64415 | 0.69271 | 0.50533 | 0.43947 | 0.38993 | 0.33064 | 0.31423 | 0.31423 | 0.31423 | 0.31423 | 0.4809 | 0.69271 | 0.69271 | 0.69271 | 0.69271 | 0.69271 | 0.4602 | 0.31423 | 0.31423 | 11.0478 | 6 | 66.287 | 0.69271
TN | hydrogen combined cycle | Winter | 0.50781 | 0.50798 | 0.50798 | 0.50798 | 0.50956 | 0.50956 | 0.50928 | 0.50735 | 0.50735 | 0.50735 | 0.50735 | 0.50545 | 0.50387 | 0.50402 | 0.50513 | 0.50956 | 0.50956 | 0.50956 | 0.50956 | 0.50956 | 0.50956 | 0.50956 | 0.50956 | 0.50735 | 12.1919 | 35 | 426.7153 | 0.50956
TN | hydrogen combined cycle | Spring | 0.50942 | 0.50658 | 0.50561 | 0.5072 | 0.50205 | 0.48657 | 0.48266 | 0.49097 | 0.50001 | 0.50244 | 0.50459 | 0.50402 | 0.50466 | 0.50482 | 0.50482 | 0.50956 | 0.50956 | 0.50956 | 0.50956 | 0.50956 | 0.50956 | 0.50956 | 0.50956 | 0.50956 | 12.1025 | 47 | 568.8166 | 0.50956
TN | hydrogen combined cycle | Summer | 0.50956 | 0.50956 | 0.50747 | 0.50663 | 0.50078 | 0.47649 | 0.48764 | 0.50335 | 0.50886 | 0.50956 | 0.50956 | 0.50956 | 0.50956 | 0.50956 | 0.50956 | 0.50956 | 0.50956 | 0.50956 | 0.50956 | 0.50956 | 0.50956 | 0.50956 | 0.50956 | 0.50956 | 12.1538 | 107 | 1300.4566 | 0.50956
TN | hydrogen combined cycle | Fall | 0.50864 | 0.50718 | 0.50956 | 0.50956 | 0.50956 | 0.50956 | 0.48629 | 0.49584 | 0.50583 | 0.50956 | 0.50956 | 0.50956 | 0.50956 | 0.50956 | 0.50956 | 0.50956 | 0.50956 | 0.50956 | 0.50956 | 0.50956 | 0.50956 | 0.50956 | 0.50956 | 0.50956 | 12.1855 | 152 | 1852.1929 | 0.50956
TN | hydrogen combined cycle | Summer Peak | 0.50956 | 0.50956 | 0.50956 | 0.50956 | 0.50956 | 0.50956 | 0.50956 | 0.50956 | 0.50956 | 0.50956 | 0.50956 | 0.50956 | 0.50956 | 0.50956 | 0.50956 | 0.50956 | 0.50956 | 0.50956 | 0.50956 | 0.50956 | 0.50956 | 0.50956 | 0.50956 | 0.50956 | 12.2295 | 18 | 220.1313 | 0.50956
TN | hydrogen combined cycle | Winter Peak | 0.50956 | 0.50956 | 0.50956 | 0.50956 | 0.50956 | 0.50956 | 0.50956 | 0.50956 | 0.50956 | 0.50956 | 0.50956 | 0.50956 | 0.50956 | 0.50956 | 0.50956 | 0.50956 | 0.50956 | 0.50956 | 0.50956 | 0.50956 | 0.50956 | 0.50956 | 0.50956 | 0.50956 | 12.2295 | 6 | 73.3771 | 0.50956
TN | hydrogen ct | Winter | 2.065e-08 | 2.065e-08 | 2.065e-08 | 2.065e-08 | 0.017921 | 0.073997 | 0.03859 | 2.065e-08 | 2.065e-08 | 2.065e-08 | 2.065e-08 | 2.065e-08 | 2.065e-08 | 2.065e-08 | 2.065e-08 | 2.065e-08 | 0.03859 | 0.041767 | 0.040179 | 0.03859 | 2.065e-08 | 2.065e-08 | 2.065e-08 | 2.065e-08 | 0.28963 | 35 | 10.1372 | 0.073997
TN | hydrogen ct | Spring | 2.065e-08 | 2.065e-08 | 2.065e-08 | 2.065e-08 | 2.065e-08 | 2.065e-08 | 2.065e-08 | 2.065e-08 | 2.065e-08 | 2.065e-08 | 2.065e-08 | 2.065e-08 | 2.065e-08 | 2.065e-08 | 2.065e-08 | 2.065e-08 | 0.046815 | 0.047998 | 0.046815 | 2.065e-08 | 2.065e-08 | 2.065e-08 | 2.065e-08 | 2.065e-08 | 0.14163 | 47 | 6.6565 | 0.047998
TN | hydrogen ct | Summer | 2.065e-08 | 2.065e-08 | 2.065e-08 | 2.065e-08 | 2.065e-08 | 2.065e-08 | 2.065e-08 | 2.065e-08 | 2.065e-08 | 2.065e-08 | 0.017051 | 0.078697 | 0.1639 | 0.21474 | 0.28065 | 0.37489 | 0.53191 | 0.62836 | 0.51309 | 0.22614 | 0.093845 | 2.065e-08 | 2.065e-08 | 2.065e-08 | 3.1233 | 107 | 334.1912 | 0.62836
TN | hydrogen ct | Fall | 2.065e-08 | 2.065e-08 | 2.065e-08 | 2.065e-08 | 2.065e-08 | 2.065e-08 | 2.065e-08 | 2.065e-08 | 2.065e-08 | 2.065e-08 | 2.065e-08 | 0.015941 | 0.02263 | 0.035543 | 0.037955 | 0.065879 | 0.071877 | 0.089051 | 0.052211 | 0.026729 | 2.065e-08 | 2.065e-08 | 2.065e-08 | 2.065e-08 | 0.41782 | 152 | 63.5084 | 0.089051
TN | hydrogen ct | Summer Peak | 2.065e-08 | 2.065e-08 | 2.065e-08 | 2.065e-08 | 2.065e-08 | 2.065e-08 | 2.065e-08 | 2.065e-08 | 2.065e-08 | 2.065e-08 | 0.11718 | 0.2777 | 0.55389 | 0.65858 | 0.83211 | 0.99019 | 1 | 1 | 1 | 0.7553 | 0.061167 | 2.065e-08 | 2.065e-08 | 2.065e-08 | 7.2461 | 18 | 130.4302 | 1
TN | hydrogen ct | Winter Peak | 2.065e-08 | 2.065e-08 | 2.065e-08 | 2.065e-08 | 2.065e-08 | 2.065e-08 | 2.065e-08 | 2.065e-08 | 2.065e-08 | 2.065e-08 | 2.065e-08 | 2.065e-08 | 2.065e-08 | 2.065e-08 | 2.065e-08 | 2.065e-08 | 2.065e-08 | 2.065e-08 | 2.065e-08 | 2.065e-08 | 2.065e-08 | 2.065e-08 | 2.065e-08 | 2.065e-08 | 4.956e-07 | 6 | 2.9736e-06 | 2.065e-08
TN | lignite ccs | Winter | 0.8 | 0.8 | 0.8 | 0.8 | 0.8 | 0.8 | 0.8 | 0.8 | 0.8 | 0.8 | 0.8 | 0.8 | 0.8 | 0.8 | 0.8 | 0.8 | 0.8 | 0.8 | 0.8 | 0.8 | 0.8 | 0.8 | 0.8 | 0.8 | 19.2 | 35 | 672 | 0.8
TN | lignite ccs | Spring | 0.8 | 0.8 | 0.8 | 0.8 | 0.8 | 0.8 | 0.8 | 0.8 | 0.8 | 0.8 | 0.8 | 0.8 | 0.8 | 0.8 | 0.8 | 0.8 | 0.8 | 0.8 | 0.8 | 0.8 | 0.8 | 0.8 | 0.8 | 0.8 | 19.2 | 47 | 902.4 | 0.8
TN | lignite ccs | Summer | 0.8 | 0.8 | 0.8 | 0.8 | 0.8 | 0.8 | 0.8 | 0.8 | 0.8 | 0.8 | 0.8 | 0.8 | 0.8 | 0.8 | 0.8 | 0.8 | 0.8 | 0.8 | 0.8 | 0.8 | 0.8 | 0.8 | 0.8 | 0.8 | 19.2 | 107 | 2054.4 | 0.8
TN | lignite ccs | Fall | 0.8 | 0.8 | 0.8 | 0.8 | 0.8 | 0.8 | 0.8 | 0.8 | 0.8 | 0.8 | 0.8 | 0.8 | 0.8 | 0.8 | 0.8 | 0.8 | 0.8 | 0.8 | 0.8 | 0.8 | 0.8 | 0.8 | 0.8 | 0.8 | 19.2 | 152 | 2918.4 | 0.8
TN | lignite ccs | Summer Peak | 0.8 | 0.8 | 0.8 | 0.8 | 0.8 | 0.8 | 0.8 | 0.8 | 0.8 | 0.8 | 0.8 | 0.8 | 0.8 | 0.8 | 0.8 | 0.8 | 0.8 | 0.8 | 0.8 | 0.8 | 0.8 | 0.8 | 0.8 | 0.8 | 19.2 | 18 | 345.6 | 0.8
TN | lignite ccs | Winter Peak | 0.8 | 0.8 | 0.8 | 0.8 | 0.8 | 0.8 | 0.8 | 0.8 | 0.8 | 0.8 | 0.8 | 0.8 | 0.8 | 0.8 | 0.8 | 0.8 | 0.8 | 0.8 | 0.8 | 0.8 | 0.8 | 0.8 | 0.8 | 0.8 | 19.2 | 6 | 115.2 | 0.8
TN | lignite | Winter | 0.638 | 0.638 | 0.638 | 0.638 | 0.638 | 0.638 | 0.638 | 0.638 | 0.638 | 0.638 | 0.638 | 0.638 | 0.638 | 0.638 | 0.638 | 0.638 | 0.638 | 0.638 | 0.638 | 0.638 | 0.638 | 0.638 | 0.638 | 0.638 | 15.312 | 35 | 535.92 | 0.638
TN | lignite | Spring | 0.638 | 0.638 | 0.638 | 0.638 | 0.638 | 0.638 | 0.638 | 0.638 | 0.638 | 0.638 | 0.638 | 0.638 | 0.638 | 0.638 | 0.638 | 0.638 | 0.638 | 0.638 | 0.638 | 0.638 | 0.638 | 0.638 | 0.638 | 0.638 | 15.312 | 47 | 719.664 | 0.638
TN | lignite | Summer | 0.638 | 0.638 | 0.638 | 0.638 | 0.638 | 0.638 | 0.638 | 0.638 | 0.638 | 0.638 | 0.638 | 0.638 | 0.638 | 0.638 | 0.638 | 0.638 | 0.638 | 0.638 | 0.638 | 0.638 | 0.638 | 0.638 | 0.638 | 0.638 | 15.312 | 107 | 1638.384 | 0.638
TN | lignite | Fall | 0.638 | 0.638 | 0.638 | 0.638 | 0.638 | 0.638 | 0.638 | 0.638 | 0.638 | 0.638 | 0.638 | 0.638 | 0.638 | 0.638 | 0.638 | 0.638 | 0.638 | 0.638 | 0.638 | 0.638 | 0.638 | 0.638 | 0.638 | 0.638 | 15.312 | 152 | 2327.424 | 0.638
TN | lignite | Summer Peak | 0.638 | 0.638 | 0.638 | 0.638 | 0.638 | 0.638 | 0.638 | 0.638 | 0.638 | 0.638 | 0.638 | 0.638 | 0.638 | 0.638 | 0.638 | 0.638 | 0.638 | 0.638 | 0.638 | 0.638 | 0.638 | 0.638 | 0.638 | 0.638 | 15.312 | 18 | 275.616 | 0.638
TN | lignite | Winter Peak | 0.638 | 0.638 | 0.638 | 0.638 | 0.638 | 0.638 | 0.638 | 0.638 | 0.638 | 0.638 | 0.638 | 0.638 | 0.638 | 0.638 | 0.638 | 0.638 | 0.638 | 0.638 | 0.638 | 0.638 | 0.638 | 0.638 | 0.638 | 0.638 | 15.312 | 6 | 91.872 | 0.638
TN | municipal solid waste | Winter | 0.7342 | 0.7342 | 0.7342 | 0.7342 | 0.7342 | 0.7342 | 0.7342 | 0.7342 | 0.7342 | 0.7342 | 0.7342 | 0.7342 | 0.7342 | 0.7342 | 0.7342 | 0.7342 | 0.7342 | 0.7342 | 0.7342 | 0.7342 | 0.7342 | 0.7342 | 0.7342 | 0.7342 | 17.6208 | 35 | 616.728 | 0.7342
TN | municipal solid waste | Spring | 0.7342 | 0.7342 | 0.7342 | 0.7342 | 0.7342 | 0.7342 | 0.7342 | 0.7342 | 0.7342 | 0.7342 | 0.7342 | 0.7342 | 0.7342 | 0.7342 | 0.7342 | 0.7342 | 0.7342 | 0.7342 | 0.7342 | 0.7342 | 0.7342 | 0.7342 | 0.7342 | 0.7342 | 17.6208 | 47 | 828.1776 | 0.7342
TN | municipal solid waste | Summer | 0.7342 | 0.7342 | 0.7342 | 0.7342 | 0.7342 | 0.7342 | 0.7342 | 0.7342 | 0.7342 | 0.7342 | 0.7342 | 0.7342 | 0.7342 | 0.7342 | 0.7342 | 0.7342 | 0.7342 | 0.7342 | 0.7342 | 0.7342 | 0.7342 | 0.7342 | 0.7342 | 0.7342 | 17.6208 | 107 | 1885.4256 | 0.7342
TN | municipal solid waste | Fall | 0.7342 | 0.7342 | 0.7342 | 0.7342 | 0.7342 | 0.7342 | 0.7342 | 0.7342 | 0.7342 | 0.7342 | 0.7342 | 0.7342 | 0.7342 | 0.7342 | 0.7342 | 0.7342 | 0.7342 | 0.7342 | 0.7342 | 0.7342 | 0.7342 | 0.7342 | 0.7342 | 0.7342 | 17.6208 | 152 | 2678.3616 | 0.7342
TN | municipal solid waste | Summer Peak | 0.7342 | 0.7342 | 0.7342 | 0.7342 | 0.7342 | 0.7342 | 0.7342 | 0.7342 | 0.7342 | 0.7342 | 0.7342 | 0.7342 | 0.7342 | 0.7342 | 0.7342 | 0.7342 | 0.7342 | 0.7342 | 0.7342 | 0.7342 | 0.7342 | 0.7342 | 0.7342 | 0.7342 | 17.6208 | 18 | 317.1744 | 0.7342
TN | municipal solid waste | Winter Peak | 0.7342 | 0.7342 | 0.7342 | 0.7342 | 0.7342 | 0.7342 | 0.7342 | 0.7342 | 0.7342 | 0.7342 | 0.7342 | 0.7342 | 0.7342 | 0.7342 | 0.7342 | 0.7342 | 0.7342 | 0.7342 | 0.7342 | 0.7342 | 0.7342 | 0.7342 | 0.7342 | 0.7342 | 17.6208 | 6 | 105.7248 | 0.7342
TN | natural gas peaker | Winter | 2.065e-08 | 2.065e-08 | 2.065e-08 | 2.065e-08 | 0.017921 | 0.073997 | 0.03859 | 2.065e-08 | 2.065e-08 | 2.065e-08 | 2.065e-08 | 2.065e-08 | 2.065e-08 | 2.065e-08 | 2.065e-08 | 2.065e-08 | 0.03859 | 0.041767 | 0.040179 | 0.03859 | 2.065e-08 | 2.065e-08 | 2.065e-08 | 2.065e-08 | 0.28963 | 35 | 10.1372 | 0.073997
TN | natural gas peaker | Spring | 2.065e-08 | 2.065e-08 | 2.065e-08 | 2.065e-08 | 2.065e-08 | 2.065e-08 | 2.065e-08 | 2.065e-08 | 2.065e-08 | 2.065e-08 | 2.065e-08 | 2.065e-08 | 2.065e-08 | 2.065e-08 | 2.065e-08 | 2.065e-08 | 0.046815 | 0.047998 | 0.046815 | 2.065e-08 | 2.065e-08 | 2.065e-08 | 2.065e-08 | 2.065e-08 | 0.14163 | 47 | 6.6565 | 0.047998
TN | natural gas peaker | Summer | 2.065e-08 | 2.065e-08 | 2.065e-08 | 2.065e-08 | 2.065e-08 | 2.065e-08 | 2.065e-08 | 2.065e-08 | 2.065e-08 | 2.065e-08 | 0.017051 | 0.078697 | 0.1639 | 0.21474 | 0.28065 | 0.37489 | 0.53191 | 0.62836 | 0.51309 | 0.22614 | 0.093845 | 2.065e-08 | 2.065e-08 | 2.065e-08 | 3.1233 | 107 | 334.1912 | 0.62836
TN | natural gas peaker | Fall | 2.065e-08 | 2.065e-08 | 2.065e-08 | 2.065e-08 | 2.065e-08 | 2.065e-08 | 2.065e-08 | 2.065e-08 | 2.065e-08 | 2.065e-08 | 2.065e-08 | 0.015941 | 0.02263 | 0.035543 | 0.037955 | 0.065879 | 0.071877 | 0.089051 | 0.052211 | 0.026729 | 2.065e-08 | 2.065e-08 | 2.065e-08 | 2.065e-08 | 0.41782 | 152 | 63.5084 | 0.089051
TN | natural gas peaker | Summer Peak | 2.065e-08 | 2.065e-08 | 2.065e-08 | 2.065e-08 | 2.065e-08 | 2.065e-08 | 2.065e-08 | 2.065e-08 | 2.065e-08 | 2.065e-08 | 0.11718 | 0.2777 | 0.55389 | 0.65858 | 0.83211 | 0.99019 | 1 | 1 | 1 | 0.7553 | 0.061167 | 2.065e-08 | 2.065e-08 | 2.065e-08 | 7.2461 | 18 | 130.4302 | 1
TN | natural gas peaker | Winter Peak | 2.065e-08 | 2.065e-08 | 2.065e-08 | 2.065e-08 | 2.065e-08 | 2.065e-08 | 2.065e-08 | 2.065e-08 | 2.065e-08 | 2.065e-08 | 2.065e-08 | 2.065e-08 | 2.065e-08 | 2.065e-08 | 2.065e-08 | 2.065e-08 | 2.065e-08 | 2.065e-08 | 2.065e-08 | 2.065e-08 | 2.065e-08 | 2.065e-08 | 2.065e-08 | 2.065e-08 | 4.956e-07 | 6 | 2.9736e-06 | 2.065e-08
TN | nuclear | Winter | 0.77651 | 0.77651 | 0.77651 | 0.77651 | 0.77651 | 0.77651 | 0.77651 | 0.77651 | 0.77651 | 0.77651 | 0.77651 | 0.77651 | 0.77651 | 0.77651 | 0.77651 | 0.77651 | 0.77651 | 0.77651 | 0.77651 | 0.77651 | 0.77651 | 0.77651 | 0.77651 | 0.77651 | 18.6362 | 35 | 652.2675 | 0.77651
TN | nuclear | Spring | 0.77651 | 0.77651 | 0.77651 | 0.77651 | 0.77651 | 0.77651 | 0.77651 | 0.77651 | 0.77651 | 0.77651 | 0.77651 | 0.77651 | 0.77651 | 0.77651 | 0.77651 | 0.77651 | 0.77651 | 0.77651 | 0.77651 | 0.77651 | 0.77651 | 0.77651 | 0.77651 | 0.77651 | 18.6362 | 47 | 875.9021 | 0.77651
TN | nuclear | Summer | 0.77651 | 0.77651 | 0.77651 | 0.77651 | 0.77651 | 0.77353 | 0.77489 | 0.77651 | 0.77651 | 0.77651 | 0.77651 | 0.77651 | 0.77651 | 0.77651 | 0.77651 | 0.77651 | 0.77651 | 0.77651 | 0.77651 | 0.77651 | 0.77651 | 0.77651 | 0.77651 | 0.77651 | 18.6316 | 107 | 1993.5829 | 0.77651
TN | nuclear | Fall | 0.77651 | 0.77651 | 0.77651 | 0.77651 | 0.77651 | 0.77499 | 0.77537 | 0.77651 | 0.77651 | 0.77651 | 0.77651 | 0.77651 | 0.77651 | 0.77651 | 0.77651 | 0.77651 | 0.77651 | 0.77651 | 0.77651 | 0.77651 | 0.77651 | 0.77651 | 0.77651 | 0.77613 | 18.6332 | 152 | 2832.2423 | 0.77651
TN | nuclear | Summer Peak | 0.77651 | 0.77651 | 0.77651 | 0.77651 | 0.77651 | 0.77651 | 0.77651 | 0.77651 | 0.77651 | 0.77651 | 0.77651 | 0.77651 | 0.77651 | 0.77651 | 0.77651 | 0.77651 | 0.77651 | 0.77651 | 0.77651 | 0.77651 | 0.77651 | 0.77651 | 0.77651 | 0.77651 | 18.6362 | 18 | 335.4519 | 0.77651
TN | nuclear | Winter Peak | 0.77651 | 0.77651 | 0.77651 | 0.77651 | 0.77651 | 0.77651 | 0.77651 | 0.77651 | 0.77651 | 0.77651 | 0.77651 | 0.77651 | 0.77651 | 0.77651 | 0.77651 | 0.77651 | 0.77651 | 0.77651 | 0.77651 | 0.77651 | 0.77651 | 0.77651 | 0.77651 | 0.77651 | 18.6362 | 6 | 111.8173 | 0.77651
TN | offshore wind | Winter | 0.44195 | 0.43776 | 0.43594 | 0.43549 | 0.43739 | 0.4441 | 0.4535 | 0.46054 | 0.46277 | 0.44758 | 0.42754 | 0.41027 | 0.39963 | 0.3988 | 0.40195 | 0.41068 | 0.43052 | 0.4547 | 0.46712 | 0.47656 | 0.47863 | 0.47892 | 0.47545 | 0.46286 | 10.6306 | 35 | 372.0725 | 0.47892
TN | offshore wind | Spring | 0.44472 | 0.43504 | 0.43018 | 0.42314 | 0.4119 | 0.39669 | 0.38665 | 0.37127 | 0.3456 | 0.32681 | 0.31325 | 0.30347 | 0.30782 | 0.31905 | 0.3249 | 0.33608 | 0.35787 | 0.38535 | 0.40885 | 0.43556 | 0.4543 | 0.45487 | 0.45932 | 0.45564 | 9.2883 | 47 | 436.5502 | 0.45932
TN | offshore wind | Summer | 0.28484 | 0.28654 | 0.29201 | 0.28643 | 0.2792 | 0.26606 | 0.24773 | 0.22633 | 0.20635 | 0.18714 | 0.17931 | 0.17958 | 0.16864 | 0.16557 | 0.17121 | 0.18352 | 0.20317 | 0.21697 | 0.23027 | 0.25517 | 0.25408 | 0.25441 | 0.26086 | 0.2728 | 5.5582 | 107 | 594.7256 | 0.29201
TN | offshore wind | Fall | 0.39945 | 0.40031 | 0.39867 | 0.39313 | 0.39477 | 0.39571 | 0.40203 | 0.40656 | 0.40312 | 0.39165 | 0.37299 | 0.36042 | 0.35176 | 0.34653 | 0.3498 | 0.3612 | 0.374 | 0.39329 | 0.40898 | 0.43052 | 0.45652 | 0.45589 | 0.44863 | 0.43021 | 9.5262 | 152 | 1447.975 | 0.45652
TN | offshore wind | Summer Peak | 0.35714 | 0.37333 | 0.36571 | 0.37048 | 0.3419 | 0.37048 | 0.37143 | 0.35714 | 0.34286 | 0.32476 | 0.32952 | 0.31905 | 0.36762 | 0.38095 | 0.38476 | 0.4019 | 0.4381 | 0.44 | 0.44476 | 0.44095 | 0.41333 | 0.39619 | 0.38095 | 0.32667 | 9.04 | 18 | 162.72 | 0.44476
TN | offshore wind | Winter Peak | 0.99429 | 1 | 1 | 0.98095 | 0.94952 | 0.86667 | 0.83714 | 0.80952 | 0.78857 | 0.76571 | 0.73905 | 0.71238 | 0.68857 | 0.67714 | 0.66857 | 0.67143 | 0.69429 | 0.68381 | 0.62857 | 0.58 | 0.51619 | 0.46667 | 0.44286 | 0.44762 | 17.6095 | 6 | 105.6571 | 1
TN | onshore wind | Winter | 0.4566 | 0.4522 | 0.45124 | 0.45811 | 0.45385 | 0.44133 | 0.45027 | 0.45275 | 0.43376 | 0.40776 | 0.39029 | 0.38011 | 0.36429 | 0.37213 | 0.37915 | 0.38947 | 0.43459 | 0.47545 | 0.48356 | 0.4943 | 0.48755 | 0.4771 | 0.46279 | 0.44546 | 10.4941 | 35 | 367.294 | 0.4943
TN | onshore wind | Spring | 0.44585 | 0.43059 | 0.40989 | 0.39698 | 0.39288 | 0.38336 | 0.38366 | 0.36686 | 0.33418 | 0.30027 | 0.27394 | 0.27466 | 0.27804 | 0.29812 | 0.30355 | 0.31646 | 0.34678 | 0.40303 | 0.44851 | 0.46583 | 0.48611 | 0.49625 | 0.49154 | 0.4897 | 9.2171 | 47 | 433.2019 | 0.49625
TN | onshore wind | Summer | 0.26384 | 0.26856 | 0.27072 | 0.2727 | 0.27846 | 0.27869 | 0.24561 | 0.19922 | 0.16412 | 0.15224 | 0.14621 | 0.14297 | 0.14954 | 0.16794 | 0.18288 | 0.18864 | 0.1904 | 0.21254 | 0.23684 | 0.2736 | 0.28292 | 0.30083 | 0.29183 | 0.28557 | 5.4468 | 107 | 582.8092 | 0.30083
TN | onshore wind | Fall | 0.36642 | 0.36993 | 0.35935 | 0.3457 | 0.3381 | 0.3247 | 0.30911 | 0.27392 | 0.23822 | 0.22041 | 0.21889 | 0.22754 | 0.23093 | 0.24728 | 0.25757 | 0.26983 | 0.27994 | 0.30011 | 0.34545 | 0.36293 | 0.37145 | 0.35631 | 0.35181 | 0.34126 | 7.3072 | 152 | 1110.6887 | 0.37145
TN | onshore wind | Summer Peak | 0.093358 | 0.10031 | 0.11048 | 0.10219 | 0.09523 | 0.097638 | 0.071155 | 0.041998 | 0.03424 | 0.031298 | 0.027553 | 0.02996 | 0.054838 | 0.088543 | 0.094695 | 0.11342 | 0.14044 | 0.096033 | 0.1268 | 0.14846 | 0.18672 | 0.17949 | 0.13803 | 0.11877 | 2.3216 | 18 | 41.7895 | 0.18672
TN | onshore wind | Winter Peak | 0.48471 | 0.45341 | 0.4502 | 0.44138 | 0.4486 | 0.46545 | 0.47909 | 0.47348 | 0.4494 | 0.43175 | 0.43576 | 0.43576 | 0.44378 | 0.43817 | 0.37637 | 0.34427 | 0.34829 | 0.4181 | 0.48471 | 0.52805 | 0.5144 | 0.54971 | 0.56175 | 0.53286 | 10.9895 | 6 | 65.9368 | 0.56175
TN | petroleum | Winter | 2.065e-08 | 2.065e-08 | 2.065e-08 | 2.065e-08 | 0.017921 | 0.073997 | 0.03859 | 2.065e-08 | 2.065e-08 | 2.065e-08 | 2.065e-08 | 2.065e-08 | 2.065e-08 | 2.065e-08 | 2.065e-08 | 2.065e-08 | 0.03859 | 0.041767 | 0.040179 | 0.03859 | 2.065e-08 | 2.065e-08 | 2.065e-08 | 2.065e-08 | 0.28963 | 35 | 10.1372 | 0.073997
TN | petroleum | Spring | 2.065e-08 | 2.065e-08 | 2.065e-08 | 2.065e-08 | 2.065e-08 | 2.065e-08 | 2.065e-08 | 2.065e-08 | 2.065e-08 | 2.065e-08 | 2.065e-08 | 2.065e-08 | 2.065e-08 | 2.065e-08 | 2.065e-08 | 2.065e-08 | 0.046815 | 0.047998 | 0.046815 | 2.065e-08 | 2.065e-08 | 2.065e-08 | 2.065e-08 | 2.065e-08 | 0.14163 | 47 | 6.6565 | 0.047998
TN | petroleum | Summer | 2.065e-08 | 2.065e-08 | 2.065e-08 | 2.065e-08 | 2.065e-08 | 2.065e-08 | 2.065e-08 | 2.065e-08 | 2.065e-08 | 2.065e-08 | 0.017051 | 0.078697 | 0.1639 | 0.21474 | 0.28065 | 0.37489 | 0.53191 | 0.62836 | 0.51309 | 0.22614 | 0.093845 | 2.065e-08 | 2.065e-08 | 2.065e-08 | 3.1233 | 107 | 334.1912 | 0.62836
TN | petroleum | Fall | 2.065e-08 | 2.065e-08 | 2.065e-08 | 2.065e-08 | 2.065e-08 | 2.065e-08 | 2.065e-08 | 2.065e-08 | 2.065e-08 | 2.065e-08 | 2.065e-08 | 0.015941 | 0.02263 | 0.035543 | 0.037955 | 0.065879 | 0.071877 | 0.089051 | 0.052211 | 0.026729 | 2.065e-08 | 2.065e-08 | 2.065e-08 | 2.065e-08 | 0.41782 | 152 | 63.5084 | 0.089051
TN | petroleum | Summer Peak | 2.065e-08 | 2.065e-08 | 2.065e-08 | 2.065e-08 | 2.065e-08 | 2.065e-08 | 2.065e-08 | 2.065e-08 | 2.065e-08 | 2.065e-08 | 0.11718 | 0.2777 | 0.55389 | 0.65858 | 0.83211 | 0.99019 | 1 | 1 | 1 | 0.7553 | 0.061167 | 2.065e-08 | 2.065e-08 | 2.065e-08 | 7.2461 | 18 | 130.4302 | 1
TN | petroleum | Winter Peak | 2.065e-08 | 2.065e-08 | 2.065e-08 | 2.065e-08 | 2.065e-08 | 2.065e-08 | 2.065e-08 | 2.065e-08 | 2.065e-08 | 2.065e-08 | 2.065e-08 | 2.065e-08 | 2.065e-08 | 2.065e-08 | 2.065e-08 | 2.065e-08 | 2.065e-08 | 2.065e-08 | 2.065e-08 | 2.065e-08 | 2.065e-08 | 2.065e-08 | 2.065e-08 | 2.065e-08 | 4.956e-07 | 6 | 2.9736e-06 | 2.065e-08
TN | pumped hydro | Winter | 0 | 0 | 0 | 0 | 0 | 0.030053 | 0.054696 | 0 | 0 | 0 | 0 | 0 | 0 | 0 | 0 | 0 | 0.016968 | 0.12923 | 0.13575 | 0.11693 | 0.047177 | 0 | 0 | 0 | 0.5308 | 35 | 18.578 | 0.13575
TN | pumped hydro | Spring | 0 | 0 | 0 | 0 | 0 | 0 | 0.014679 | 0 | 0 | 0 | 0 | 0 | 0 | 0.017566 | 0.017566 | 0.017566 | 0.044114 | 0.13304 | 0.12969 | 0.17391 | 0.037193 | 0 | 0 | 0 | 0.58533 | 47 | 27.5104 | 0.17391
TN | pumped hydro | Summer | 0 | 0 | 0 | 0 | 0 | 0 | 0 | 0 | 0 | 0 | 0.0066108 | 0.063597 | 0.13283 | 0.19759 | 0.27056 | 0.38499 | 0.42865 | 0.46356 | 0.60081 | 0.40652 | 0.092251 | 0 | 0 | 0 | 3.048 | 107 | 326.1328 | 0.60081
TN | pumped hydro | Fall | 0 | 0 | 0 | 0 | 0 | 0 | 0.0019717 | 0 | 0 | 0 | 0 | 0.014662 | 0.032589 | 0.054927 | 0.05587 | 0.078007 | 0.18648 | 0.25783 | 0.34634 | 0.20619 | 0.024042 | 0 | 0 | 0 | 1.2589 | 152 | 191.3535 | 0.34634
TN | pumped hydro | Summer Peak | 0 | 0 | 0 | 0 | 0 | 0 | 0 | 0 | 0 | 0 | 0.01709 | 0.27295 | 0.38835 | 0.5349 | 0.66236 | 0.74363 | 0.76491 | 0.75968 | 0.79056 | 0.63575 | 0.15475 | 0 | 0 | 0 | 5.7249 | 18 | 103.0489 | 0.79056
TN | pumped hydro | Winter Peak | 0 | 0 | 0 | 0 | 0 | 0 | 0.13031 | 0 | 0 | 0 | 0 | 0 | 0 | 0 | 0 | 0 | 0 | 0 | 0.034338 | 0 | 0 | 0 | 0 | 0 | 0.16465 | 6 | 0.98787 | 0.13031
TN | smr | Winter | 0.89176 | 0.89176 | 0.89176 | 0.89176 | 0.89176 | 0.89176 | 0.89176 | 0.89176 | 0.89176 | 0.89176 | 0.89176 | 0.89176 | 0.89176 | 0.89176 | 0.89176 | 0.89176 | 0.89176 | 0.89176 | 0.89176 | 0.89176 | 0.89176 | 0.89176 | 0.89176 | 0.89176 | 21.4022 | 35 | 749.0763 | 0.89176
TN | smr | Spring | 0.89176 | 0.89176 | 0.89176 | 0.89176 | 0.89176 | 0.89176 | 0.89176 | 0.89176 | 0.89176 | 0.89176 | 0.89176 | 0.89176 | 0.89176 | 0.89176 | 0.89176 | 0.89176 | 0.89176 | 0.89176 | 0.89176 | 0.89176 | 0.89176 | 0.89176 | 0.89176 | 0.89176 | 21.4022 | 47 | 1005.9024 | 0.89176
TN | smr | Summer | 0.89176 | 0.89176 | 0.89176 | 0.89176 | 0.89176 | 0.89176 | 0.89176 | 0.89176 | 0.89176 | 0.89176 | 0.89176 | 0.89176 | 0.89176 | 0.89176 | 0.89176 | 0.89176 | 0.89176 | 0.89176 | 0.89176 | 0.89176 | 0.89176 | 0.89176 | 0.89176 | 0.89176 | 21.4022 | 107 | 2290.0332 | 0.89176
TN | smr | Fall | 0.89176 | 0.89176 | 0.89176 | 0.89176 | 0.89176 | 0.89176 | 0.89176 | 0.89176 | 0.89176 | 0.89176 | 0.89176 | 0.89176 | 0.89176 | 0.89176 | 0.89176 | 0.89176 | 0.89176 | 0.89176 | 0.89176 | 0.89176 | 0.89176 | 0.89176 | 0.89176 | 0.89176 | 21.4022 | 152 | 3253.1312 | 0.89176
TN | smr | Summer Peak | 0.89176 | 0.89176 | 0.89176 | 0.89176 | 0.89176 | 0.89176 | 0.89176 | 0.89176 | 0.89176 | 0.89176 | 0.89176 | 0.89176 | 0.89176 | 0.89176 | 0.89176 | 0.89176 | 0.89176 | 0.89176 | 0.89176 | 0.89176 | 0.89176 | 0.89176 | 0.89176 | 0.89176 | 21.4022 | 18 | 385.2392 | 0.89176
TN | smr | Winter Peak | 0.89176 | 0.89176 | 0.89176 | 0.89176 | 0.89176 | 0.89176 | 0.89176 | 0.89176 | 0.89176 | 0.89176 | 0.89176 | 0.89176 | 0.89176 | 0.89176 | 0.89176 | 0.89176 | 0.89176 | 0.89176 | 0.89176 | 0.89176 | 0.89176 | 0.89176 | 0.89176 | 0.89176 | 21.4022 | 6 | 128.4131 | 0.89176
TN | solar pv dist | Winter | 0 | 0 | 0 | 0 | 0 | 0 | 0.026254 | 0.16312 | 0.25073 | 0.2581 | 0.25929 | 0.25695 | 0.27045 | 0.37666 | 0.35525 | 0.18872 | 0.018135 | 0 | 0 | 0 | 0 | 0 | 0 | 0 | 2.4236 | 35 | 84.8277 | 0.37666
TN | solar pv dist | Spring | 0 | 0 | 0 | 0 | 0 | 0.00015686 | 0.067324 | 0.23631 | 0.30534 | 0.32856 | 0.32846 | 0.3242 | 0.32892 | 0.43938 | 0.39443 | 0.22696 | 0.059994 | 0.0053477 | 5.7042e-05 | 0 | 0 | 0 | 0 | 0 | 3.0454 | 47 | 143.1354 | 0.43938
TN | solar pv dist | Summer | 0 | 0 | 0 | 0 | 0.0017226 | 0.011851 | 0.28167 | 0.36402 | 0.41088 | 0.42543 | 0.43319 | 0.43222 | 0.43833 | 0.49617 | 0.47454 | 0.41227 | 0.25794 | 0.15661 | 0.0019042 | 0 | 0 | 0 | 0 | 0 | 4.5988 | 107 | 492.067 | 0.49617
TN | solar pv dist | Fall | 0 | 0 | 0 | 0 | 0.00050268 | 0.0047049 | 0.2032 | 0.35254 | 0.40431 | 0.41963 | 0.42194 | 0.42167 | 0.43179 | 0.54328 | 0.48851 | 0.33513 | 0.14667 | 0.066918 | 0.00045418 | 0 | 0 | 0 | 0 | 0 | 4.2413 | 152 | 644.6709 | 0.54328
TN | solar pv dist | Summer Peak | 0 | 0 | 0 | 0 | 0.0019363 | 0.014373 | 0.26538 | 0.32667 | 0.37641 | 0.40691 | 0.40267 | 0.41406 | 0.41801 | 0.46191 | 0.43327 | 0.39202 | 0.27253 | 0.17236 | 0.0033512 | 0 | 0 | 0 | 0 | 0 | 4.3619 | 18 | 78.5134 | 0.46191
TN | solar pv dist | Winter Peak | 0 | 0 | 0 | 0 | 0 | 0 | 0.025581 | 0.17236 | 0.28105 | 0.25034 | 0.26229 | 0.28709 | 0.26452 | 0.37779 | 0.33434 | 0.16588 | 0.018543 | 0 | 0 | 0 | 0 | 0 | 0 | 0 | 2.4398 | 6 | 14.6387 | 0.37779
TN | solar pv | Winter | 0 | 0 | 0 | 0 | 0 | 0 | 0.0017442 | 0.14911 | 0.26943 | 0.29187 | 0.2919 | 0.29061 | 0.29557 | 0.29914 | 0.28124 | 0.17551 | 0.016522 | 0 | 0 | 0 | 0 | 0 | 0 | 0 | 2.3626 | 35 | 82.6927 | 0.29914
TN | solar pv | Spring | 0 | 0 | 0 | 0 | 2.4113e-06 | 0.0027457 | 0.045167 | 0.24954 | 0.36936 | 0.38437 | 0.38275 | 0.38067 | 0.3858 | 0.3772 | 0.35073 | 0.2327 | 0.06228 | 0.002646 | 0 | 0 | 0 | 0 | 0 | 0 | 3.2259 | 47 | 151.6196 | 0.3858
TN | solar pv | Summer | 0 | 0 | 0 | 0 | 0.0029392 | 0.14406 | 0.35401 | 0.47479 | 0.52942 | 0.54683 | 0.55233 | 0.5528 | 0.55361 | 0.54075 | 0.51777 | 0.45535 | 0.31651 | 0.1081 | 8.8265e-06 | 0 | 0 | 0 | 0 | 0 | 5.6493 | 107 | 604.4726 | 0.55361
TN | solar pv | Fall | 0 | 0 | 0 | 0 | 0.00070658 | 0.053467 | 0.22544 | 0.42066 | 0.49142 | 0.50852 | 0.50733 | 0.5041 | 0.51483 | 0.51315 | 0.48754 | 0.3711 | 0.18163 | 0.037995 | 2.4853e-06 | 0 | 0 | 0 | 0 | 0 | 4.8179 | 152 | 732.3183 | 0.51483
TN | solar pv | Summer Peak | 0 | 0 | 0 | 0 | 0.0024345 | 0.16491 | 0.37052 | 0.47463 | 0.5346 | 0.55742 | 0.56648 | 0.57156 | 0.57347 | 0.5541 | 0.51972 | 0.4708 | 0.36555 | 0.14862 | 1.679e-05 | 0 | 0 | 0 | 0 | 0 | 5.8748 | 18 | 105.747 | 0.57347
TN | solar pv | Winter Peak | 0 | 0 | 0 | 0 | 0 | 0 | 0.001914 | 0.1595 | 0.27788 | 0.28853 | 0.30226 | 0.32652 | 0.36061 | 0.36174 | 0.30797 | 0.19637 | 0.013694 | 0 | 0 | 0 | 0 | 0 | 0 | 0 | 2.597 | 6 | 15.5819 | 0.36174
TN | solar thermal | Winter | 0 | 0 | 0 | 0 | 0 | 0 | 0 | 0 | 0 | 0.08597 | 0.37963 | 0.49887 | 0.49723 | 0.48344 | 0.47116 | 0.48279 | 0.49202 | 0.44649 | 0.21282 | 0.015243 | 0 | 0 | 0 | 0 | 4.0657 | 35 | 142.2983 | 0.49887
TN | solar thermal | Spring | 0 | 0 | 0 | 0 | 0 | 0 | 0 | 0.0076376 | 0.18687 | 0.48014 | 0.63047 | 0.67382 | 0.67706 | 0.67418 | 0.66674 | 0.6665 | 0.66683 | 0.64842 | 0.56803 | 0.30656 | 0.039289 | 0 | 0 | 0 | 6.8926 | 47 | 323.9505 | 0.67706
TN | solar thermal | Summer | 0 | 0 | 0 | 0 | 0 | 0 | 0 | 0.024165 | 0.27576 | 0.51489 | 0.59949 | 0.63012 | 0.63917 | 0.63842 | 0.63267 | 0.62353 | 0.61338 | 0.59439 | 0.54207 | 0.40006 | 0.11962 | 2.6056e-06 | 0 | 0 | 6.8477 | 107 | 732.7064 | 0.63917
TN | solar thermal | Fall | 0 | 0 | 0 | 0 | 0 | 0 | 0 | 0 | 0.054994 | 0.36422 | 0.55217 | 0.58569 | 0.57826 | 0.56812 | 0.56341 | 0.56827 | 0.56955 | 0.52878 | 0.35579 | 0.077412 | 3.2207e-05 | 0 | 0 | 0 | 5.3667 | 152 | 815.7376 | 0.58569
TN | solar thermal | Summer Peak | 0 | 0 | 0 | 0 | 0 | 0 | 0 | 0.027732 | 0.38084 | 0.62249 | 0.69231 | 0.71807 | 0.7248 | 0.72465 | 0.72329 | 0.72571 | 0.72389 | 0.71218 | 0.67311 | 0.55977 | 0.22117 | 0 | 0 | 0 | 8.23 | 18 | 148.1402 | 0.72571
TN | solar thermal | Winter Peak | 0 | 0 | 0 | 0 | 0 | 0 | 0 | 0 | 0 | 0.0026447 | 0.27588 | 0.35613 | 0.39021 | 0.41121 | 0.42512 | 0.48557 | 0.52766 | 0.49305 | 0.19344 | 0 | 0 | 0 | 0 | 0 | 3.5609 | 6 | 21.3654 | 0.52766
TN | natural gas steam turbine | Winter | 0.1919 | 0.1919 | 0.1919 | 0.1919 | 0.1919 | 0.1919 | 0.1919 | 0.1919 | 0.1919 | 0.1919 | 0.1919 | 0.1919 | 0.1919 | 0.1919 | 0.1919 | 0.1919 | 0.1919 | 0.1919 | 0.1919 | 0.1919 | 0.1919 | 0.1919 | 0.1919 | 0.1919 | 4.6056 | 35 | 161.196 | 0.1919
TN | natural gas steam turbine | Spring | 0.1919 | 0.1919 | 0.1919 | 0.1919 | 0.1919 | 0.1919 | 0.1919 | 0.1919 | 0.1919 | 0.1919 | 0.1919 | 0.1919 | 0.1919 | 0.1919 | 0.1919 | 0.1919 | 0.1919 | 0.1919 | 0.1919 | 0.1919 | 0.1919 | 0.1919 | 0.1919 | 0.1919 | 4.6056 | 47 | 216.4632 | 0.1919
TN | natural gas steam turbine | Summer | 0.1919 | 0.1919 | 0.1919 | 0.1919 | 0.1919 | 0.1919 | 0.1919 | 0.1919 | 0.1919 | 0.1919 | 0.1919 | 0.1919 | 0.1919 | 0.1919 | 0.1919 | 0.1919 | 0.1919 | 0.1919 | 0.1919 | 0.1919 | 0.1919 | 0.1919 | 0.1919 | 0.1919 | 4.6056 | 107 | 492.7992 | 0.1919
TN | natural gas steam turbine | Fall | 0.1919 | 0.1919 | 0.1919 | 0.1919 | 0.1919 | 0.1919 | 0.1919 | 0.1919 | 0.1919 | 0.1919 | 0.1919 | 0.1919 | 0.1919 | 0.1919 | 0.1919 | 0.1919 | 0.1919 | 0.1919 | 0.1919 | 0.1919 | 0.1919 | 0.1919 | 0.1919 | 0.1919 | 4.6056 | 152 | 700.0512 | 0.1919
TN | natural gas steam turbine | Summer Peak | 0.1919 | 0.1919 | 0.1919 | 0.1919 | 0.1919 | 0.1919 | 0.1919 | 0.1919 | 0.1919 | 0.1919 | 0.1919 | 0.1919 | 0.1919 | 0.1919 | 0.1919 | 0.1919 | 0.1919 | 0.1919 | 0.1919 | 0.1919 | 0.1919 | 0.1919 | 0.1919 | 0.1919 | 4.6056 | 18 | 82.9008 | 0.1919
TN | natural gas steam turbine | Winter Peak | 0.1919 | 0.1919 | 0.1919 | 0.1919 | 0.1919 | 0.1919 | 0.1919 | 0.1919 | 0.1919 | 0.1919 | 0.1919 | 0.1919 | 0.1919 | 0.1919 | 0.1919 | 0.1919 | 0.1919 | 0.1919 | 0.1919 | 0.1919 | 0.1919 | 0.1919 | 0.1919 | 0.1919 | 4.6056 | 6 | 27.6336 | 0.1919
TX | biomass ccs | Winter | 0.8 | 0.8 | 0.8 | 0.8 | 0.8 | 0.8 | 0.8 | 0.8 | 0.8 | 0.8 | 0.8 | 0.8 | 0.8 | 0.8 | 0.8 | 0.8 | 0.8 | 0.8 | 0.8 | 0.8 | 0.8 | 0.8 | 0.8 | 0.8 | 19.2 | 107 | 2054.4 | 0.8
TX | biomass ccs | Spring | 0.8 | 0.8 | 0.8 | 0.8 | 0.8 | 0.8 | 0.8 | 0.8 | 0.8 | 0.8 | 0.8 | 0.8 | 0.8 | 0.8 | 0.8 | 0.8 | 0.8 | 0.8 | 0.8 | 0.8 | 0.8 | 0.8 | 0.8 | 0.8 | 19.2 | 110 | 2112 | 0.8
TX | biomass ccs | Summer | 0.8 | 0.8 | 0.8 | 0.8 | 0.8 | 0.8 | 0.8 | 0.8 | 0.8 | 0.8 | 0.8 | 0.8 | 0.8 | 0.8 | 0.8 | 0.8 | 0.8 | 0.8 | 0.8 | 0.8 | 0.8 | 0.8 | 0.8 | 0.8 | 19.2 | 63 | 1209.6 | 0.8
TX | biomass ccs | Fall | 0.8 | 0.8 | 0.8 | 0.8 | 0.8 | 0.8 | 0.8 | 0.8 | 0.8 | 0.8 | 0.8 | 0.8 | 0.8 | 0.8 | 0.8 | 0.8 | 0.8 | 0.8 | 0.8 | 0.8 | 0.8 | 0.8 | 0.8 | 0.8 | 19.2 | 60 | 1152 | 0.8
TX | biomass ccs | Summer Peak | 0.8 | 0.8 | 0.8 | 0.8 | 0.8 | 0.8 | 0.8 | 0.8 | 0.8 | 0.8 | 0.8 | 0.8 | 0.8 | 0.8 | 0.8 | 0.8 | 0.8 | 0.8 | 0.8 | 0.8 | 0.8 | 0.8 | 0.8 | 0.8 | 19.2 | 6 | 115.2 | 0.8
TX | biomass ccs | Winter Peak | 0.8 | 0.8 | 0.8 | 0.8 | 0.8 | 0.8 | 0.8 | 0.8 | 0.8 | 0.8 | 0.8 | 0.8 | 0.8 | 0.8 | 0.8 | 0.8 | 0.8 | 0.8 | 0.8 | 0.8 | 0.8 | 0.8 | 0.8 | 0.8 | 19.2 | 19 | 364.8 | 0.8
TX | biomass | Winter | 0.21578 | 0.20795 | 0.20396 | 0.20396 | 0.20396 | 0.20971 | 0.22138 | 0.22264 | 0.22524 | 0.23065 | 0.23437 | 0.23602 | 0.23683 | 0.23683 | 0.23706 | 0.2379 | 0.24043 | 0.24295 | 0.24295 | 0.24295 | 0.24295 | 0.24295 | 0.23021 | 0.22538 | 5.475 | 107 | 585.8282 | 0.24295
TX | biomass | Spring | 0.23575 | 0.23243 | 0.23009 | 0.23009 | 0.23009 | 0.23112 | 0.23305 | 0.23569 | 0.23716 | 0.24135 | 0.24135 | 0.24135 | 0.24135 | 0.24217 | 0.24217 | 0.24295 | 0.24295 | 0.24295 | 0.24295 | 0.24295 | 0.24295 | 0.24295 | 0.23711 | 0.23364 | 5.7166 | 110 | 628.8288 | 0.24295
TX | biomass | Summer | 0.23382 | 0.23209 | 0.23173 | 0.22982 | 0.2303 | 0.23328 | 0.23567 | 0.23351 | 0.22733 | 0.22091 | 0.22234 | 0.22234 | 0.22234 | 0.22234 | 0.22377 | 0.2271 | 0.23962 | 0.24295 | 0.24295 | 0.24295 | 0.24248 | 0.24248 | 0.24074 | 0.23627 | 5.5791 | 63 | 351.4848 | 0.24295
TX | biomass | Fall | 0.24151 | 0.24151 | 0.24132 | 0.24132 | 0.24132 | 0.24132 | 0.24012 | 0.23976 | 0.23976 | 0.23955 | 0.23955 | 0.23955 | 0.23955 | 0.24074 | 0.24255 | 0.24255 | 0.24295 | 0.24295 | 0.24295 | 0.24295 | 0.24295 | 0.24295 | 0.24245 | 0.24097 | 5.7931 | 60 | 347.5861 | 0.24295
TX | biomass | Summer Peak | 0.24295 | 0.24295 | 0.24295 | 0.24295 | 0.24295 | 0.24295 | 0.24295 | 0.24295 | 0.24295 | 0.24295 | 0.24295 | 0.24295 | 0.24295 | 0.24295 | 0.24295 | 0.24295 | 0.24295 | 0.24295 | 0.24295 | 0.24295 | 0.24295 | 0.24295 | 0.24295 | 0.24295 | 5.8309 | 6 | 34.9852 | 0.24295
TX | biomass | Winter Peak | 0.21962 | 0.21962 | 0.21962 | 0.21962 | 0.21962 | 0.22166 | 0.24024 | 0.24295 | 0.22812 | 0.22357 | 0.21902 | 0.21902 | 0.21902 | 0.21902 | 0.21902 | 0.22279 | 0.2384 | 0.24295 | 0.24295 | 0.24295 | 0.24295 | 0.24295 | 0.24295 | 0.23821 | 5.5069 | 19 | 104.6309 | 0.24295
TX | natural gas combined cycle ccs | Winter | 0.8 | 0.8 | 0.8 | 0.8 | 0.8 | 0.8 | 0.8 | 0.8 | 0.8 | 0.8 | 0.8 | 0.8 | 0.8 | 0.8 | 0.8 | 0.8 | 0.8 | 0.8 | 0.8 | 0.8 | 0.8 | 0.8 | 0.8 | 0.8 | 19.2 | 107 | 2054.4 | 0.8
TX | natural gas combined cycle ccs | Spring | 0.8 | 0.8 | 0.8 | 0.8 | 0.8 | 0.8 | 0.8 | 0.8 | 0.8 | 0.8 | 0.8 | 0.8 | 0.8 | 0.8 | 0.8 | 0.8 | 0.8 | 0.8 | 0.8 | 0.8 | 0.8 | 0.8 | 0.8 | 0.8 | 19.2 | 110 | 2112 | 0.8
TX | natural gas combined cycle ccs | Summer | 0.8 | 0.8 | 0.8 | 0.8 | 0.8 | 0.8 | 0.8 | 0.8 | 0.8 | 0.8 | 0.8 | 0.8 | 0.8 | 0.8 | 0.8 | 0.8 | 0.8 | 0.8 | 0.8 | 0.8 | 0.8 | 0.8 | 0.8 | 0.8 | 19.2 | 63 | 1209.6 | 0.8
TX | natural gas combined cycle ccs | Fall | 0.8 | 0.8 | 0.8 | 0.8 | 0.8 | 0.8 | 0.8 | 0.8 | 0.8 | 0.8 | 0.8 | 0.8 | 0.8 | 0.8 | 0.8 | 0.8 | 0.8 | 0.8 | 0.8 | 0.8 | 0.8 | 0.8 | 0.8 | 0.8 | 19.2 | 60 | 1152 | 0.8
TX | natural gas combined cycle ccs | Summer Peak | 0.8 | 0.8 | 0.8 | 0.8 | 0.8 | 0.8 | 0.8 | 0.8 | 0.8 | 0.8 | 0.8 | 0.8 | 0.8 | 0.8 | 0.8 | 0.8 | 0.8 | 0.8 | 0.8 | 0.8 | 0.8 | 0.8 | 0.8 | 0.8 | 19.2 | 6 | 115.2 | 0.8
TX | natural gas combined cycle ccs | Winter Peak | 0.8 | 0.8 | 0.8 | 0.8 | 0.8 | 0.8 | 0.8 | 0.8 | 0.8 | 0.8 | 0.8 | 0.8 | 0.8 | 0.8 | 0.8 | 0.8 | 0.8 | 0.8 | 0.8 | 0.8 | 0.8 | 0.8 | 0.8 | 0.8 | 19.2 | 19 | 364.8 | 0.8
TX | natural gas combined cycle | Winter | 0.32103 | 0.31038 | 0.30626 | 0.30767 | 0.319 | 0.35546 | 0.36072 | 0.3336 | 0.32096 | 0.33847 | 0.36429 | 0.39119 | 0.41825 | 0.43239 | 0.44875 | 0.47347 | 0.52461 | 0.58259 | 0.59852 | 0.5922 | 0.57358 | 0.52671 | 0.442 | 0.36633 | 10.0084 | 107 | 1070.9001 | 0.59852
TX | natural gas combined cycle | Spring | 0.55862 | 0.53347 | 0.52494 | 0.52743 | 0.54623 | 0.58398 | 0.57918 | 0.54156 | 0.52815 | 0.57443 | 0.62826 | 0.67156 | 0.69701 | 0.70963 | 0.72076 | 0.73266 | 0.77294 | 0.82714 | 0.84989 | 0.84403 | 0.81994 | 0.76729 | 0.67044 | 0.5711 | 15.7807 | 110 | 1735.8747 | 0.84989
TX | natural gas combined cycle | Summer | 0.44522 | 0.43507 | 0.43272 | 0.43825 | 0.47214 | 0.51266 | 0.50846 | 0.4254 | 0.39961 | 0.415 | 0.45044 | 0.47705 | 0.49654 | 0.50973 | 0.52433 | 0.54517 | 0.62924 | 0.78804 | 0.84368 | 0.82706 | 0.7918 | 0.72518 | 0.62533 | 0.54002 | 13.2581 | 63 | 835.2626 | 0.84368
TX | natural gas combined cycle | Fall | 0.74488 | 0.715 | 0.70375 | 0.71451 | 0.75865 | 0.80194 | 0.74633 | 0.64554 | 0.63363 | 0.68643 | 0.7447 | 0.79361 | 0.83008 | 0.85323 | 0.87415 | 0.89531 | 0.93646 | 1 | 1 | 1 | 1 | 0.97531 | 0.87147 | 0.76904 | 19.694 | 60 | 1181.6414 | 1
TX | natural gas combined cycle | Summer Peak | 0.92198 | 0.90457 | 0.90658 | 0.91688 | 0.96757 | 1 | 1 | 0.90677 | 0.87793 | 0.92156 | 0.9653 | 0.99733 | 1 | 1 | 1 | 1 | 1 | 1 | 1 | 1 | 1 | 1 | 1 | 1 | 23.2865 | 6 | 139.7188 | 1
TX | natural gas combined cycle | Winter Peak | 0.2758 | 0.27925 | 0.28058 | 0.29178 | 0.31445 | 0.36275 | 0.40405 | 0.3597 | 0.27854 | 0.27125 | 0.27259 | 0.27277 | 0.27682 | 0.27765 | 0.28064 | 0.30097 | 0.50044 | 0.67734 | 0.68983 | 0.66867 | 0.6266 | 0.56646 | 0.4778 | 0.4113 | 9.418 | 19 | 178.9425 | 0.68983
TX | crude oil | Winter | 0.0723 | 0.0723 | 0.0723 | 0.0723 | 0.0723 | 0.0723 | 0.0723 | 0.0723 | 0.0723 | 0.0723 | 0.0723 | 0.0723 | 0.0723 | 0.0723 | 0.0723 | 0.0723 | 0.0723 | 0.0723 | 0.0723 | 0.0723 | 0.0723 | 0.0723 | 0.0723 | 0.0723 | 1.7352 | 107 | 185.6664 | 0.0723
TX | crude oil | Spring | 0.0723 | 0.0723 | 0.0723 | 0.0723 | 0.0723 | 0.0723 | 0.0723 | 0.0723 | 0.0723 | 0.0723 | 0.0723 | 0.0723 | 0.0723 | 0.0723 | 0.0723 | 0.0723 | 0.0723 | 0.0723 | 0.0723 | 0.0723 | 0.0723 | 0.0723 | 0.0723 | 0.0723 | 1.7352 | 110 | 190.872 | 0.0723
TX | crude oil | Summer | 0.0723 | 0.0723 | 0.0723 | 0.0723 | 0.0723 | 0.0723 | 0.0723 | 0.0723 | 0.0723 | 0.0723 | 0.0723 | 0.0723 | 0.0723 | 0.0723 | 0.0723 | 0.0723 | 0.0723 | 0.0723 | 0.0723 | 0.0723 | 0.0723 | 0.0723 | 0.0723 | 0.0723 | 1.7352 | 63 | 109.3176 | 0.0723
TX | crude oil | Fall | 0.0723 | 0.0723 | 0.0723 | 0.0723 | 0.0723 | 0.0723 | 0.0723 | 0.0723 | 0.0723 | 0.0723 | 0.0723 | 0.0723 | 0.0723 | 0.0723 | 0.0723 | 0.0723 | 0.0723 | 0.0723 | 0.0723 | 0.0723 | 0.0723 | 0.0723 | 0.0723 | 0.0723 | 1.7352 | 60 | 104.112 | 0.0723
TX | crude oil | Summer Peak | 0.0723 | 0.0723 | 0.0723 | 0.0723 | 0.0723 | 0.0723 | 0.0723 | 0.0723 | 0.0723 | 0.0723 | 0.0723 | 0.0723 | 0.0723 | 0.0723 | 0.0723 | 0.0723 | 0.0723 | 0.0723 | 0.0723 | 0.0723 | 0.0723 | 0.0723 | 0.0723 | 0.0723 | 1.7352 | 6 | 10.4112 | 0.0723
TX | crude oil | Winter Peak | 0.0723 | 0.0723 | 0.0723 | 0.0723 | 0.0723 | 0.0723 | 0.0723 | 0.0723 | 0.0723 | 0.0723 | 0.0723 | 0.0723 | 0.0723 | 0.0723 | 0.0723 | 0.0723 | 0.0723 | 0.0723 | 0.0723 | 0.0723 | 0.0723 | 0.0723 | 0.0723 | 0.0723 | 1.7352 | 19 | 32.9688 | 0.0723
TX | geothermal | Winter | 0.6595 | 0.6595 | 0.6595 | 0.6595 | 0.6595 | 0.6595 | 0.6595 | 0.6595 | 0.6595 | 0.6595 | 0.6595 | 0.6595 | 0.6595 | 0.6595 | 0.6595 | 0.6595 | 0.6595 | 0.6595 | 0.6595 | 0.6595 | 0.6595 | 0.6595 | 0.6595 | 0.6595 | 15.828 | 107 | 1693.596 | 0.6595
TX | geothermal | Spring | 0.6595 | 0.6595 | 0.6595 | 0.6595 | 0.6595 | 0.6595 | 0.6595 | 0.6595 | 0.6595 | 0.6595 | 0.6595 | 0.6595 | 0.6595 | 0.6595 | 0.6595 | 0.6595 | 0.6595 | 0.6595 | 0.6595 | 0.6595 | 0.6595 | 0.6595 | 0.6595 | 0.6595 | 15.828 | 110 | 1741.08 | 0.6595
TX | geothermal | Summer | 0.6595 | 0.6595 | 0.6595 | 0.6595 | 0.6595 | 0.6595 | 0.6595 | 0.6595 | 0.6595 | 0.6595 | 0.6595 | 0.6595 | 0.6595 | 0.6595 | 0.6595 | 0.6595 | 0.6595 | 0.6595 | 0.6595 | 0.6595 | 0.6595 | 0.6595 | 0.6595 | 0.6595 | 15.828 | 63 | 997.164 | 0.6595
TX | geothermal | Fall | 0.6595 | 0.6595 | 0.6595 | 0.6595 | 0.6595 | 0.6595 | 0.6595 | 0.6595 | 0.6595 | 0.6595 | 0.6595 | 0.6595 | 0.6595 | 0.6595 | 0.6595 | 0.6595 | 0.6595 | 0.6595 | 0.6595 | 0.6595 | 0.6595 | 0.6595 | 0.6595 | 0.6595 | 15.828 | 60 | 949.68 | 0.6595
TX | geothermal | Summer Peak | 0.6595 | 0.6595 | 0.6595 | 0.6595 | 0.6595 | 0.6595 | 0.6595 | 0.6595 | 0.6595 | 0.6595 | 0.6595 | 0.6595 | 0.6595 | 0.6595 | 0.6595 | 0.6595 | 0.6595 | 0.6595 | 0.6595 | 0.6595 | 0.6595 | 0.6595 | 0.6595 | 0.6595 | 15.828 | 6 | 94.968 | 0.6595
TX | geothermal | Winter Peak | 0.6595 | 0.6595 | 0.6595 | 0.6595 | 0.6595 | 0.6595 | 0.6595 | 0.6595 | 0.6595 | 0.6595 | 0.6595 | 0.6595 | 0.6595 | 0.6595 | 0.6595 | 0.6595 | 0.6595 | 0.6595 | 0.6595 | 0.6595 | 0.6595 | 0.6595 | 0.6595 | 0.6595 | 15.828 | 19 | 300.732 | 0.6595
TX | hard coal ccs | Winter | 0.8 | 0.8 | 0.8 | 0.8 | 0.8 | 0.8 | 0.8 | 0.8 | 0.8 | 0.8 | 0.8 | 0.8 | 0.8 | 0.8 | 0.8 | 0.8 | 0.8 | 0.8 | 0.8 | 0.8 | 0.8 | 0.8 | 0.8 | 0.8 | 19.2 | 107 | 2054.4 | 0.8
TX | hard coal ccs | Spring | 0.8 | 0.8 | 0.8 | 0.8 | 0.8 | 0.8 | 0.8 | 0.8 | 0.8 | 0.8 | 0.8 | 0.8 | 0.8 | 0.8 | 0.8 | 0.8 | 0.8 | 0.8 | 0.8 | 0.8 | 0.8 | 0.8 | 0.8 | 0.8 | 19.2 | 110 | 2112 | 0.8
TX | hard coal ccs | Summer | 0.8 | 0.8 | 0.8 | 0.8 | 0.8 | 0.8 | 0.8 | 0.8 | 0.8 | 0.8 | 0.8 | 0.8 | 0.8 | 0.8 | 0.8 | 0.8 | 0.8 | 0.8 | 0.8 | 0.8 | 0.8 | 0.8 | 0.8 | 0.8 | 19.2 | 63 | 1209.6 | 0.8
TX | hard coal ccs | Fall | 0.8 | 0.8 | 0.8 | 0.8 | 0.8 | 0.8 | 0.8 | 0.8 | 0.8 | 0.8 | 0.8 | 0.8 | 0.8 | 0.8 | 0.8 | 0.8 | 0.8 | 0.8 | 0.8 | 0.8 | 0.8 | 0.8 | 0.8 | 0.8 | 19.2 | 60 | 1152 | 0.8
TX | hard coal ccs | Summer Peak | 0.8 | 0.8 | 0.8 | 0.8 | 0.8 | 0.8 | 0.8 | 0.8 | 0.8 | 0.8 | 0.8 | 0.8 | 0.8 | 0.8 | 0.8 | 0.8 | 0.8 | 0.8 | 0.8 | 0.8 | 0.8 | 0.8 | 0.8 | 0.8 | 19.2 | 6 | 115.2 | 0.8
TX | hard coal ccs | Winter Peak | 0.8 | 0.8 | 0.8 | 0.8 | 0.8 | 0.8 | 0.8 | 0.8 | 0.8 | 0.8 | 0.8 | 0.8 | 0.8 | 0.8 | 0.8 | 0.8 | 0.8 | 0.8 | 0.8 | 0.8 | 0.8 | 0.8 | 0.8 | 0.8 | 19.2 | 19 | 364.8 | 0.8
TX | hard coal | Winter | 0.22805 | 0.22177 | 0.22071 | 0.22225 | 0.22618 | 0.24874 | 0.27579 | 0.23834 | 0.21652 | 0.2191 | 0.23218 | 0.24256 | 0.25103 | 0.25798 | 0.26702 | 0.27792 | 0.31876 | 0.39119 | 0.40855 | 0.39613 | 0.35564 | 0.29951 | 0.25314 | 0.22501 | 6.4941 | 107 | 694.8642 | 0.40855
TX | hard coal | Spring | 0.41497 | 0.4017 | 0.40135 | 0.40671 | 0.42218 | 0.46452 | 0.4901 | 0.46394 | 0.41242 | 0.41393 | 0.43624 | 0.45735 | 0.47478 | 0.48964 | 0.50186 | 0.5164 | 0.5875 | 0.67275 | 0.72331 | 0.71846 | 0.67228 | 0.57563 | 0.47011 | 0.41712 | 12.0053 | 110 | 1320.5783 | 0.72331
TX | hard coal | Summer | 0.33881 | 0.32868 | 0.32463 | 0.328 | 0.35162 | 0.41777 | 0.44127 | 0.36103 | 0.30521 | 0.30333 | 0.31241 | 0.32949 | 0.35823 | 0.36898 | 0.37815 | 0.3904 | 0.50927 | 0.64616 | 0.68204 | 0.67554 | 0.62486 | 0.54781 | 0.47061 | 0.41488 | 10.2092 | 63 | 643.1791 | 0.68204
TX | hard coal | Fall | 0.47466 | 0.45872 | 0.45758 | 0.46382 | 0.48737 | 0.54699 | 0.5126 | 0.4721 | 0.42809 | 0.42932 | 0.47528 | 0.52858 | 0.57988 | 0.61546 | 0.63746 | 0.66342 | 0.7407 | 0.85314 | 0.90058 | 0.91216 | 0.87353 | 0.76631 | 0.62018 | 0.51282 | 14.4107 | 60 | 864.6445 | 0.91216
TX | hard coal | Summer Peak | 0.61848 | 0.58088 | 0.58 | 0.59015 | 0.62096 | 0.71442 | 0.67485 | 0.6009 | 0.57348 | 0.64109 | 0.70587 | 0.77367 | 0.84898 | 0.90778 | 0.93922 | 0.98207 | 1 | 1 | 1 | 1 | 1 | 1 | 1 | 0.89338 | 19.2462 | 6 | 115.4771 | 1
TX | hard coal | Winter Peak | 0.4241 | 0.44446 | 0.44144 | 0.46164 | 0.50885 | 0.59252 | 0.68164 | 0.56435 | 0.42962 | 0.40418 | 0.39023 | 0.39567 | 0.39874 | 0.39635 | 0.40167 | 0.42629 | 0.71862 | 0.90024 | 0.89681 | 0.89047 | 0.85029 | 0.78657 | 0.70865 | 0.61241 | 13.7258 | 19 | 260.7903 | 0.90024
TX | heavy or residual fuel oil | Winter | 0 | 0 | 0 | 0 | 0 | 8.6264e-05 | 0.012184 | 0.010004 | 0 | 0 | 0 | 0 | 0 | 0 | 0 | 0 | 0.001462 | 0.020949 | 0.014249 | 0.0018639 | 0.00077455 | 0 | 0 | 0 | 0.061572 | 107 | 6.5882 | 0.020949
TX | heavy or residual fuel oil | Spring | 0.019809 | 0.019809 | 0.019809 | 0.019809 | 0.019809 | 0.019809 | 0.019881 | 0.019809 | 0.019809 | 0.019809 | 0.019998 | 0.020659 | 0.022926 | 0.027136 | 0.034988 | 0.041458 | 0.050553 | 0.090049 | 0.21643 | 0.18387 | 0.11302 | 0.047474 | 0.021888 | 0.019809 | 1.1084 | 110 | 121.9254 | 0.21643
TX | heavy or residual fuel oil | Summer | 0.083579 | 0.083579 | 0.083579 | 0.083579 | 0.083579 | 0.083579 | 0.083579 | 0.083579 | 0.083579 | 0.084502 | 0.090859 | 0.096971 | 0.10574 | 0.12417 | 0.14652 | 0.16856 | 0.19391 | 0.27188 | 0.42299 | 0.38687 | 0.24173 | 0.10295 | 0.089314 | 0.087143 | 3.3663 | 63 | 212.0776 | 0.42299
TX | heavy or residual fuel oil | Fall | 0.012665 | 0.012665 | 0.012665 | 0.012665 | 0.012665 | 0.012665 | 0.013583 | 0.012665 | 0.012665 | 0.012665 | 0.012665 | 0.012898 | 0.015789 | 0.020778 | 0.027247 | 0.03548 | 0.064515 | 0.23202 | 0.23003 | 0.11404 | 0.030201 | 0.012667 | 0.012397 | 0.012343 | 0.96062 | 60 | 57.6375 | 0.23202
TX | heavy or residual fuel oil | Summer Peak | 0.083294 | 0.083294 | 0.083294 | 0.083294 | 0.083294 | 0.083294 | 0.083294 | 0.083294 | 0.083294 | 0.083294 | 0.10156 | 0.09982 | 0.1124 | 0.11903 | 0.14354 | 0.16383 | 0.16352 | 0.16622 | 0.33771 | 0.29526 | 0.11462 | 0.035516 | 0.035516 | 0.035516 | 2.757 | 6 | 16.542 | 0.33771
TX | heavy or residual fuel oil | Winter Peak | 0 | 0 | 0 | 0 | 0 | 0 | 0 | 0 | 0 | 0 | 0 | 0 | 0 | 0 | 0 | 0 | 0 | 0 | 0 | 0 | 0 | 0 | 0 | 0 | 0 | 19 | 0 | 0
TX | hydro | Winter | 0.11076 | 0.09946 | 0.094232 | 0.095752 | 0.1014 | 0.12635 | 0.13414 | 0.10973 | 0.1068 | 0.11362 | 0.11867 | 0.1203 | 0.12082 | 0.12525 | 0.12883 | 0.14912 | 0.18095 | 0.24284 | 0.24656 | 0.23993 | 0.18785 | 0.15857 | 0.14248 | 0.12881 | 3.3832 | 107 | 362.0041 | 0.24656
TX | hydro | Spring | 0.12318 | 0.11356 | 0.10992 | 0.11199 | 0.12201 | 0.14334 | 0.13927 | 0.12023 | 0.10955 | 0.11321 | 0.11384 | 0.11765 | 0.12557 | 0.1305 | 0.14311 | 0.15431 | 0.19207 | 0.23042 | 0.23471 | 0.22799 | 0.19069 | 0.14638 | 0.13526 | 0.12655 | 3.4753 | 110 | 382.2829 | 0.23471
TX | hydro | Summer | 0.11052 | 0.10395 | 0.10461 | 0.11011 | 0.12644 | 0.15144 | 0.13906 | 0.1109 | 0.097886 | 0.10155 | 0.098757 | 0.10464 | 0.10922 | 0.11377 | 0.12377 | 0.12714 | 0.16072 | 0.27925 | 0.29869 | 0.27789 | 0.24398 | 0.20355 | 0.16354 | 0.13298 | 3.5944 | 63 | 226.445 | 0.29869
TX | hydro | Fall | 0.12861 | 0.12448 | 0.12448 | 0.12458 | 0.13542 | 0.14464 | 0.14986 | 0.11855 | 0.11218 | 0.11087 | 0.11471 | 0.12218 | 0.13882 | 0.15573 | 0.17478 | 0.17641 | 0.18739 | 0.26674 | 0.31532 | 0.30493 | 0.26898 | 0.17962 | 0.15171 | 0.1334 | 3.9644 | 60 | 237.8635 | 0.31532
TX | hydro | Summer Peak | 0.13854 | 0.13854 | 0.13854 | 0.13854 | 0.13854 | 0.13854 | 0.13854 | 0.13854 | 0.13603 | 0.13352 | 0.13352 | 0.13102 | 0.13102 | 0.18978 | 0.2295 | 0.25236 | 0.34794 | 0.31082 | 0.37181 | 0.40485 | 0.32596 | 0.31307 | 0.16702 | 0.13854 | 4.8251 | 6 | 28.9503 | 0.40485
TX | hydro | Winter Peak | 0.09111 | 0.09111 | 0.092757 | 0.093989 | 0.094644 | 0.13056 | 0.16689 | 0.13175 | 0.086945 | 0.083651 | 0.089072 | 0.088072 | 0.088728 | 0.086417 | 0.080485 | 0.084762 | 0.18492 | 0.30482 | 0.28597 | 0.26506 | 0.23548 | 0.17509 | 0.13239 | 0.12155 | 3.2862 | 19 | 62.4381 | 0.30482
TX | hydrogen combined cycle | Winter | 0.23254 | 0.2281 | 0.22622 | 0.2298 | 0.24336 | 0.27172 | 0.30337 | 0.28223 | 0.22685 | 0.21846 | 0.21462 | 0.2115 | 0.20805 | 0.20563 | 0.20791 | 0.22363 | 0.31247 | 0.40899 | 0.42051 | 0.40726 | 0.38475 | 0.35178 | 0.29879 | 0.25174 | 6.5703 | 107 | 703.0215 | 0.42051
TX | hydrogen combined cycle | Spring | 0.35033 | 0.3404 | 0.33598 | 0.33858 | 0.35838 | 0.3897 | 0.36672 | 0.31384 | 0.30809 | 0.32009 | 0.34327 | 0.3699 | 0.39859 | 0.4168 | 0.43504 | 0.45573 | 0.4807 | 0.54683 | 0.59217 | 0.59332 | 0.57963 | 0.53709 | 0.45624 | 0.38594 | 10.0134 | 110 | 1101.4709 | 0.59332
TX | hydrogen combined cycle | Summer | 0.55923 | 0.53194 | 0.52283 | 0.52686 | 0.54582 | 0.56685 | 0.53444 | 0.48679 | 0.50981 | 0.58751 | 0.66698 | 0.72618 | 0.76212 | 0.77936 | 0.79165 | 0.7977 | 0.80203 | 0.82169 | 0.84346 | 0.84688 | 0.83727 | 0.79865 | 0.71629 | 0.62697 | 16.1893 | 63 | 1019.9286 | 0.84688
TX | hydrogen combined cycle | Fall | 0.39625 | 0.38346 | 0.38043 | 0.38445 | 0.40939 | 0.45059 | 0.43456 | 0.37706 | 0.37575 | 0.39787 | 0.43525 | 0.47058 | 0.49978 | 0.51821 | 0.53559 | 0.55438 | 0.60327 | 0.67626 | 0.67901 | 0.66281 | 0.63025 | 0.56803 | 0.48757 | 0.41745 | 11.7282 | 60 | 703.6946 | 0.67901
TX | hydrogen combined cycle | Summer Peak | 0.53095 | 0.466 | 0.466 | 0.46406 | 0.46324 | 0.47129 | 0.45774 | 0.45774 | 0.51051 | 0.60116 | 0.72979 | 0.77919 | 0.80079 | 0.8091 | 0.8091 | 0.8091 | 0.8082 | 0.79988 | 0.8235 | 0.82968 | 0.82268 | 0.76699 | 0.65895 | 0.55852 | 15.6942 | 6 | 94.165 | 0.82968
TX | hydrogen combined cycle | Winter Peak | 0.34944 | 0.34944 | 0.38784 | 0.41488 | 0.47968 | 0.58922 | 0.65087 | 0.65626 | 0.48141 | 0.42186 | 0.39072 | 0.34792 | 0.33396 | 0.33396 | 0.33396 | 0.34792 | 0.36128 | 0.58785 | 0.58158 | 0.57427 | 0.51489 | 0.44659 | 0.35995 | 0.33856 | 10.6343 | 19 | 202.0513 | 0.65626
TX | hydrogen ct | Winter | 0.0078267 | 0.0078267 | 0.0078267 | 0.0078267 | 0.0078267 | 0.0099066 | 0.027263 | 0.019968 | 0.0078267 | 0.0078267 | 0.0078267 | 0.012544 | 0.028508 | 0.038885 | 0.055402 | 0.071054 | 0.11274 | 0.28229 | 0.41794 | 0.30647 | 0.1905 | 0.043971 | 0.01126 | 0.0060269 | 1.6973 | 107 | 181.6154 | 0.41794
TX | hydrogen ct | Spring | 0.066018 | 0.065988 | 0.065988 | 0.065988 | 0.065988 | 0.074499 | 0.11185 | 0.085964 | 0.065885 | 0.065885 | 0.067297 | 0.086281 | 0.1387 | 0.18886 | 0.23851 | 0.27367 | 0.31678 | 0.46936 | 0.61929 | 0.51355 | 0.36823 | 0.16667 | 0.09861 | 0.074856 | 4.3547 | 110 | 479.0189 | 0.61929
TX | hydrogen ct | Summer | 0.05715 | 0.052922 | 0.052973 | 0.052973 | 0.052973 | 0.055112 | 0.079187 | 0.077726 | 0.052922 | 0.052922 | 0.052922 | 0.067781 | 0.102 | 0.12003 | 0.13371 | 0.14421 | 0.19261 | 0.55947 | 0.82689 | 0.64215 | 0.35203 | 0.14539 | 0.051439 | 0.046261 | 4.0238 | 63 | 253.4965 | 0.82689
TX | hydrogen ct | Fall | 0.27317 | 0.27281 | 0.27241 | 0.26869 | 0.2685 | 0.26844 | 0.31443 | 0.31958 | 0.26817 | 0.26817 | 0.27004 | 0.28962 | 0.33689 | 0.39606 | 0.43155 | 0.46012 | 0.49981 | 0.8523 | 1 | 1 | 0.84159 | 0.42769 | 0.31069 | 0.29333 | 10.2041 | 60 | 612.2439 | 1
TX | hydrogen ct | Summer Peak | 0.78776 | 0.78776 | 0.78776 | 0.78776 | 0.78776 | 0.78776 | 0.78722 | 0.78722 | 0.78722 | 0.78722 | 0.78722 | 0.79911 | 0.79911 | 0.81101 | 0.88217 | 0.99005 | 1 | 1 | 1 | 1 | 1 | 1 | 0.90862 | 0.86693 | 20.7197 | 6 | 124.3182 | 1
TX | hydrogen ct | Winter Peak | 3.2838e-08 | 3.2838e-08 | 3.2838e-08 | 3.2838e-08 | 3.2838e-08 | 0.0056709 | 0.15478 | 0.088284 | 3.2838e-08 | 3.2838e-08 | 3.2838e-08 | 3.2838e-08 | 3.2838e-08 | 3.2838e-08 | 3.2838e-08 | 3.2838e-08 | 0.022164 | 0.41102 | 0.43088 | 0.21505 | 0.013412 | 3.2838e-08 | 3.2838e-08 | 3.2838e-08 | 1.3413 | 19 | 25.4839 | 0.43088
TX | lignite ccs | Winter | 0.8 | 0.8 | 0.8 | 0.8 | 0.8 | 0.8 | 0.8 | 0.8 | 0.8 | 0.8 | 0.8 | 0.8 | 0.8 | 0.8 | 0.8 | 0.8 | 0.8 | 0.8 | 0.8 | 0.8 | 0.8 | 0.8 | 0.8 | 0.8 | 19.2 | 107 | 2054.4 | 0.8
TX | lignite ccs | Spring | 0.8 | 0.8 | 0.8 | 0.8 | 0.8 | 0.8 | 0.8 | 0.8 | 0.8 | 0.8 | 0.8 | 0.8 | 0.8 | 0.8 | 0.8 | 0.8 | 0.8 | 0.8 | 0.8 | 0.8 | 0.8 | 0.8 | 0.8 | 0.8 | 19.2 | 110 | 2112 | 0.8
TX | lignite ccs | Summer | 0.8 | 0.8 | 0.8 | 0.8 | 0.8 | 0.8 | 0.8 | 0.8 | 0.8 | 0.8 | 0.8 | 0.8 | 0.8 | 0.8 | 0.8 | 0.8 | 0.8 | 0.8 | 0.8 | 0.8 | 0.8 | 0.8 | 0.8 | 0.8 | 19.2 | 63 | 1209.6 | 0.8
TX | lignite ccs | Fall | 0.8 | 0.8 | 0.8 | 0.8 | 0.8 | 0.8 | 0.8 | 0.8 | 0.8 | 0.8 | 0.8 | 0.8 | 0.8 | 0.8 | 0.8 | 0.8 | 0.8 | 0.8 | 0.8 | 0.8 | 0.8 | 0.8 | 0.8 | 0.8 | 19.2 | 60 | 1152 | 0.8
TX | lignite ccs | Summer Peak | 0.8 | 0.8 | 0.8 | 0.8 | 0.8 | 0.8 | 0.8 | 0.8 | 0.8 | 0.8 | 0.8 | 0.8 | 0.8 | 0.8 | 0.8 | 0.8 | 0.8 | 0.8 | 0.8 | 0.8 | 0.8 | 0.8 | 0.8 | 0.8 | 19.2 | 6 | 115.2 | 0.8
TX | lignite ccs | Winter Peak | 0.8 | 0.8 | 0.8 | 0.8 | 0.8 | 0.8 | 0.8 | 0.8 | 0.8 | 0.8 | 0.8 | 0.8 | 0.8 | 0.8 | 0.8 | 0.8 | 0.8 | 0.8 | 0.8 | 0.8 | 0.8 | 0.8 | 0.8 | 0.8 | 19.2 | 19 | 364.8 | 0.8
TX | lignite | Winter | 0.6767 | 0.6767 | 0.6767 | 0.6767 | 0.6767 | 0.6767 | 0.6767 | 0.6767 | 0.6767 | 0.6767 | 0.6767 | 0.6767 | 0.6767 | 0.6767 | 0.6767 | 0.6767 | 0.6767 | 0.6767 | 0.6767 | 0.6767 | 0.6767 | 0.6767 | 0.6767 | 0.6767 | 16.2408 | 107 | 1737.7656 | 0.6767
TX | lignite | Spring | 0.6767 | 0.6767 | 0.6767 | 0.6767 | 0.6767 | 0.6767 | 0.6767 | 0.6767 | 0.6767 | 0.6767 | 0.6767 | 0.6767 | 0.6767 | 0.6767 | 0.6767 | 0.6767 | 0.6767 | 0.6767 | 0.6767 | 0.6767 | 0.6767 | 0.6767 | 0.6767 | 0.6767 | 16.2408 | 110 | 1786.488 | 0.6767
TX | lignite | Summer | 0.6767 | 0.6767 | 0.6767 | 0.6767 | 0.6767 | 0.6767 | 0.6767 | 0.6767 | 0.6767 | 0.6767 | 0.6767 | 0.6767 | 0.6767 | 0.6767 | 0.6767 | 0.6767 | 0.6767 | 0.6767 | 0.6767 | 0.6767 | 0.6767 | 0.6767 | 0.6767 | 0.6767 | 16.2408 | 63 | 1023.1704 | 0.6767
TX | lignite | Fall | 0.6767 | 0.6767 | 0.6767 | 0.6767 | 0.6767 | 0.6767 | 0.6767 | 0.6767 | 0.6767 | 0.6767 | 0.6767 | 0.6767 | 0.6767 | 0.6767 | 0.6767 | 0.6767 | 0.6767 | 0.6767 | 0.6767 | 0.6767 | 0.6767 | 0.6767 | 0.6767 | 0.6767 | 16.2408 | 60 | 974.448 | 0.6767
TX | lignite | Summer Peak | 0.6767 | 0.6767 | 0.6767 | 0.6767 | 0.6767 | 0.6767 | 0.6767 | 0.6767 | 0.6767 | 0.6767 | 0.6767 | 0.6767 | 0.6767 | 0.6767 | 0.6767 | 0.6767 | 0.6767 | 0.6767 | 0.6767 | 0.6767 | 0.6767 | 0.6767 | 0.6767 | 0.6767 | 16.2408 | 6 | 97.4448 | 0.6767
TX | lignite | Winter Peak | 0.6767 | 0.6767 | 0.6767 | 0.6767 | 0.6767 | 0.6767 | 0.6767 | 0.6767 | 0.6767 | 0.6767 | 0.6767 | 0.6767 | 0.6767 | 0.6767 | 0.6767 | 0.6767 | 0.6767 | 0.6767 | 0.6767 | 0.6767 | 0.6767 | 0.6767 | 0.6767 | 0.6767 | 16.2408 | 19 | 308.5752 | 0.6767
TX | municipal solid waste | Winter | 0.71086 | 0.70563 | 0.70532 | 0.70532 | 0.70532 | 0.71589 | 0.74722 | 0.75052 | 0.73911 | 0.72771 | 0.7231 | 0.72792 | 0.72792 | 0.72792 | 0.72792 | 0.72987 | 0.75366 | 0.76174 | 0.76174 | 0.76174 | 0.76174 | 0.76174 | 0.73416 | 0.71844 | 17.5925 | 107 | 1882.3982 | 0.76174
TX | municipal solid waste | Spring | 0.70493 | 0.68504 | 0.67005 | 0.66698 | 0.66698 | 0.67701 | 0.69002 | 0.68639 | 0.683 | 0.70908 | 0.72444 | 0.72444 | 0.72739 | 0.7329 | 0.73435 | 0.74753 | 0.7556 | 0.76174 | 0.76174 | 0.76174 | 0.76174 | 0.76174 | 0.73322 | 0.7197 | 17.2478 | 110 | 1897.2545 | 0.76174
TX | municipal solid waste | Summer | 0.74097 | 0.73406 | 0.72591 | 0.72591 | 0.72591 | 0.72932 | 0.73019 | 0.74668 | 0.75034 | 0.76174 | 0.76174 | 0.76174 | 0.76174 | 0.76174 | 0.76174 | 0.76174 | 0.76174 | 0.76174 | 0.76174 | 0.76174 | 0.76174 | 0.76174 | 0.75832 | 0.75745 | 18.0277 | 63 | 1135.745 | 0.76174
TX | municipal solid waste | Fall | 0.726 | 0.70832 | 0.70619 | 0.70465 | 0.70619 | 0.71537 | 0.73273 | 0.72482 | 0.73432 | 0.72778 | 0.73395 | 0.73395 | 0.73395 | 0.73395 | 0.74322 | 0.74322 | 0.75711 | 0.76174 | 0.76174 | 0.76174 | 0.7602 | 0.7602 | 0.74983 | 0.73126 | 17.6525 | 60 | 1059.1484 | 0.76174
TX | municipal solid waste | Summer Peak | 0.76174 | 0.76174 | 0.76174 | 0.76174 | 0.76174 | 0.76174 | 0.76174 | 0.76174 | 0.76174 | 0.76174 | 0.76174 | 0.76174 | 0.76174 | 0.76174 | 0.76174 | 0.76174 | 0.76174 | 0.76174 | 0.76174 | 0.76174 | 0.76174 | 0.76174 | 0.76174 | 0.76174 | 18.2818 | 6 | 109.691 | 0.76174
TX | municipal solid waste | Winter Peak | 0.76174 | 0.76174 | 0.76174 | 0.76174 | 0.76174 | 0.76174 | 0.76174 | 0.76174 | 0.76174 | 0.76174 | 0.76174 | 0.76174 | 0.76174 | 0.76174 | 0.76174 | 0.76174 | 0.76174 | 0.76174 | 0.76174 | 0.76174 | 0.76174 | 0.76174 | 0.76174 | 0.76174 | 18.2818 | 19 | 347.3549 | 0.76174
TX | natural gas peaker | Winter | 0.0078267 | 0.0078267 | 0.0078267 | 0.0078267 | 0.0078267 | 0.0099066 | 0.027263 | 0.019968 | 0.0078267 | 0.0078267 | 0.0078267 | 0.012544 | 0.028508 | 0.038885 | 0.055402 | 0.071054 | 0.11274 | 0.28229 | 0.41794 | 0.30647 | 0.1905 | 0.043971 | 0.01126 | 0.0060269 | 1.6973 | 107 | 181.6154 | 0.41794
TX | natural gas peaker | Spring | 0.066018 | 0.065988 | 0.065988 | 0.065988 | 0.065988 | 0.074499 | 0.11185 | 0.085964 | 0.065885 | 0.065885 | 0.067297 | 0.086281 | 0.1387 | 0.18886 | 0.23851 | 0.27367 | 0.31678 | 0.46936 | 0.61929 | 0.51355 | 0.36823 | 0.16667 | 0.09861 | 0.074856 | 4.3547 | 110 | 479.0189 | 0.61929
TX | natural gas peaker | Summer | 0.05715 | 0.052922 | 0.052973 | 0.052973 | 0.052973 | 0.055112 | 0.079187 | 0.077726 | 0.052922 | 0.052922 | 0.052922 | 0.067781 | 0.102 | 0.12003 | 0.13371 | 0.14421 | 0.19261 | 0.55947 | 0.82689 | 0.64215 | 0.35203 | 0.14539 | 0.051439 | 0.046261 | 4.0238 | 63 | 253.4965 | 0.82689
TX | natural gas peaker | Fall | 0.27317 | 0.27281 | 0.27241 | 0.26869 | 0.2685 | 0.26844 | 0.31443 | 0.31958 | 0.26817 | 0.26817 | 0.27004 | 0.28962 | 0.33689 | 0.39606 | 0.43155 | 0.46012 | 0.49981 | 0.8523 | 1 | 1 | 0.84159 | 0.42769 | 0.31069 | 0.29333 | 10.2041 | 60 | 612.2439 | 1
TX | natural gas peaker | Summer Peak | 0.78776 | 0.78776 | 0.78776 | 0.78776 | 0.78776 | 0.78776 | 0.78722 | 0.78722 | 0.78722 | 0.78722 | 0.78722 | 0.79911 | 0.79911 | 0.81101 | 0.88217 | 0.99005 | 1 | 1 | 1 | 1 | 1 | 1 | 0.90862 | 0.86693 | 20.7197 | 6 | 124.3182 | 1
TX | natural gas peaker | Winter Peak | 3.2838e-08 | 3.2838e-08 | 3.2838e-08 | 3.2838e-08 | 3.2838e-08 | 0.0056709 | 0.15478 | 0.088284 | 3.2838e-08 | 3.2838e-08 | 3.2838e-08 | 3.2838e-08 | 3.2838e-08 | 3.2838e-08 | 3.2838e-08 | 3.2838e-08 | 0.022164 | 0.41102 | 0.43088 | 0.21505 | 0.013412 | 3.2838e-08 | 3.2838e-08 | 3.2838e-08 | 1.3413 | 19 | 25.4839 | 0.43088
TX | nuclear | Winter | 0.82989 | 0.78208 | 0.7695 | 0.7707 | 0.80622 | 0.88124 | 0.90249 | 0.86668 | 0.86136 | 0.89729 | 0.92658 | 0.93571 | 0.92923 | 0.92053 | 0.92043 | 0.92508 | 0.95202 | 0.9707 | 0.97331 | 0.97331 | 0.97331 | 0.97331 | 0.96046 | 0.91043 | 21.6118 | 107 | 2312.4667 | 0.97331
TX | nuclear | Spring | 0.93046 | 0.8876 | 0.87571 | 0.87298 | 0.88752 | 0.93277 | 0.91293 | 0.87594 | 0.91267 | 0.94751 | 0.95537 | 0.95581 | 0.94522 | 0.93057 | 0.92983 | 0.9411 | 0.96256 | 0.97331 | 0.97331 | 0.97331 | 0.97331 | 0.97331 | 0.96855 | 0.94441 | 22.436 | 110 | 2467.9653 | 0.97331
TX | nuclear | Summer | 0.86011 | 0.84444 | 0.84311 | 0.85595 | 0.89626 | 0.94453 | 0.93671 | 0.87723 | 0.85144 | 0.87949 | 0.88074 | 0.88355 | 0.87314 | 0.87333 | 0.87369 | 0.89208 | 0.95635 | 0.97309 | 0.97331 | 0.97331 | 0.97331 | 0.97261 | 0.96243 | 0.92985 | 21.7801 | 63 | 1372.1436 | 0.97331
TX | nuclear | Fall | 0.97101 | 0.95636 | 0.95144 | 0.94714 | 0.95005 | 0.96785 | 0.95189 | 0.86801 | 0.91392 | 0.91804 | 0.93459 | 0.94397 | 0.9493 | 0.94386 | 0.94691 | 0.94915 | 0.97331 | 0.97331 | 0.97331 | 0.97331 | 0.97331 | 0.97331 | 0.97331 | 0.96811 | 22.8447 | 60 | 1370.6846 | 0.97331
TX | nuclear | Summer Peak | 0.97331 | 0.97331 | 0.97331 | 0.97331 | 0.97331 | 0.97331 | 0.97331 | 0.97331 | 0.97331 | 0.97331 | 0.97331 | 0.97331 | 0.97331 | 0.97331 | 0.97331 | 0.97331 | 0.97331 | 0.97331 | 0.97331 | 0.97331 | 0.97331 | 0.97331 | 0.97331 | 0.97331 | 23.3594 | 6 | 140.1564 | 0.97331
TX | nuclear | Winter Peak | 0.85784 | 0.87161 | 0.87659 | 0.89646 | 0.89646 | 0.92132 | 0.97331 | 0.94188 | 0.84882 | 0.84518 | 0.86855 | 0.85829 | 0.85027 | 0.84094 | 0.83754 | 0.85434 | 0.95794 | 0.97331 | 0.97331 | 0.97331 | 0.97331 | 0.97331 | 0.97331 | 0.96173 | 21.7989 | 19 | 414.1794 | 0.97331
TX | offshore wind | Winter | 0.41109 | 0.40801 | 0.40189 | 0.398 | 0.39688 | 0.39483 | 0.39065 | 0.38307 | 0.37102 | 0.36011 | 0.35153 | 0.34559 | 0.3477 | 0.35465 | 0.36263 | 0.37385 | 0.38565 | 0.39353 | 0.39856 | 0.40338 | 0.4044 | 0.40276 | 0.39955 | 0.39303 | 9.2324 | 107 | 987.865 | 0.41109
TX | offshore wind | Spring | 0.40455 | 0.39845 | 0.39401 | 0.38424 | 0.37765 | 0.37099 | 0.36022 | 0.34995 | 0.33823 | 0.32621 | 0.32133 | 0.32019 | 0.32967 | 0.34288 | 0.3565 | 0.37127 | 0.3839 | 0.39536 | 0.40322 | 0.40705 | 0.40585 | 0.40533 | 0.40382 | 0.40086 | 8.9517 | 110 | 984.6887 | 0.40705
TX | offshore wind | Summer | 0.39511 | 0.38472 | 0.37903 | 0.37432 | 0.37155 | 0.36686 | 0.36205 | 0.35263 | 0.3481 | 0.34206 | 0.33887 | 0.34172 | 0.35024 | 0.36421 | 0.37997 | 0.39665 | 0.41391 | 0.42714 | 0.43871 | 0.44998 | 0.4552 | 0.45597 | 0.45189 | 0.44672 | 9.3876 | 63 | 591.4184 | 0.45597
TX | offshore wind | Fall | 0.39116 | 0.38078 | 0.37189 | 0.36289 | 0.35753 | 0.35057 | 0.34117 | 0.32998 | 0.32035 | 0.31185 | 0.306 | 0.30785 | 0.31328 | 0.3204 | 0.32897 | 0.3381 | 0.34813 | 0.35379 | 0.35914 | 0.36596 | 0.3726 | 0.37268 | 0.36993 | 0.36657 | 8.3416 | 60 | 500.4932 | 0.39116
TX | offshore wind | Summer Peak | 0.29858 | 0.28984 | 0.28849 | 0.28151 | 0.27411 | 0.2706 | 0.2737 | 0.27146 | 0.26125 | 0.25977 | 0.25998 | 0.26256 | 0.26786 | 0.2819 | 0.29924 | 0.31348 | 0.32971 | 0.33392 | 0.33786 | 0.34492 | 0.34889 | 0.35292 | 0.34569 | 0.3395 | 7.1878 | 6 | 43.1266 | 0.35292
TX | offshore wind | Winter Peak | 0.40946 | 0.4066 | 0.41042 | 0.41205 | 0.40853 | 0.40577 | 0.40812 | 0.41167 | 0.41132 | 0.40951 | 0.40908 | 0.41223 | 0.42035 | 0.43216 | 0.45105 | 0.46762 | 0.48786 | 0.49882 | 0.51251 | 0.52441 | 0.52968 | 0.52785 | 0.52646 | 0.51912 | 10.8126 | 19 | 205.4401 | 0.52968
TX | onshore wind | Winter | 0.54978 | 0.54546 | 0.53968 | 0.53572 | 0.53663 | 0.53976 | 0.50332 | 0.41805 | 0.33626 | 0.29882 | 0.28533 | 0.28452 | 0.28799 | 0.29917 | 0.31121 | 0.32819 | 0.36312 | 0.42834 | 0.50679 | 0.55267 | 0.56719 | 0.57058 | 0.56552 | 0.55781 | 10.7119 | 107 | 1146.1744 | 0.57058
TX | onshore wind | Spring | 0.46247 | 0.45754 | 0.44955 | 0.44166 | 0.43395 | 0.42825 | 0.37588 | 0.3079 | 0.25334 | 0.21504 | 0.19451 | 0.1939 | 0.20435 | 0.21786 | 0.23493 | 0.25499 | 0.28311 | 0.33833 | 0.3953 | 0.45395 | 0.48211 | 0.4908 | 0.49306 | 0.48861 | 8.5514 | 110 | 940.6507 | 0.49306
TX | onshore wind | Summer | 0.44975 | 0.44108 | 0.43313 | 0.42624 | 0.41877 | 0.41002 | 0.38337 | 0.30666 | 0.21809 | 0.17463 | 0.15557 | 0.1459 | 0.14368 | 0.14471 | 0.14637 | 0.15082 | 0.16697 | 0.20263 | 0.26788 | 0.33056 | 0.37339 | 0.39832 | 0.40857 | 0.41407 | 7.1112 | 63 | 448.0037 | 0.44975
TX | onshore wind | Fall | 0.30731 | 0.29619 | 0.28297 | 0.26912 | 0.25619 | 0.24592 | 0.19614 | 0.12232 | 0.092856 | 0.075451 | 0.066634 | 0.069085 | 0.076859 | 0.08704 | 0.10177 | 0.11686 | 0.13423 | 0.16127 | 0.19927 | 0.25088 | 0.29481 | 0.32447 | 0.33775 | 0.34211 | 4.7075 | 60 | 282.4516 | 0.34211
TX | onshore wind | Summer Peak | 0.26524 | 0.24272 | 0.21396 | 0.19477 | 0.18192 | 0.16924 | 0.10485 | 0.067747 | 0.056728 | 0.051233 | 0.053758 | 0.064542 | 0.086735 | 0.12044 | 0.15296 | 0.17633 | 0.18518 | 0.19897 | 0.23114 | 0.22791 | 0.21953 | 0.19336 | 0.1731 | 0.16357 | 3.7959 | 6 | 22.7755 | 0.26524
TX | onshore wind | Winter Peak | 0.43118 | 0.41865 | 0.4039 | 0.39388 | 0.38435 | 0.38017 | 0.3688 | 0.3511 | 0.24751 | 0.16326 | 0.13326 | 0.12118 | 0.11152 | 0.10429 | 0.10187 | 0.10024 | 0.11261 | 0.16138 | 0.21595 | 0.25973 | 0.29907 | 0.32292 | 0.33617 | 0.34396 | 6.2669 | 19 | 119.072 | 0.43118
TX | petroleum | Winter | 0.0078267 | 0.0078267 | 0.0078267 | 0.0078267 | 0.0078267 | 0.0099066 | 0.027263 | 0.019968 | 0.0078267 | 0.0078267 | 0.0078267 | 0.012544 | 0.028508 | 0.038885 | 0.055402 | 0.071054 | 0.11274 | 0.28229 | 0.41794 | 0.30647 | 0.1905 | 0.043971 | 0.01126 | 0.0060269 | 1.6973 | 107 | 181.6154 | 0.41794
TX | petroleum | Spring | 0.066018 | 0.065988 | 0.065988 | 0.065988 | 0.065988 | 0.074499 | 0.11185 | 0.085964 | 0.065885 | 0.065885 | 0.067297 | 0.086281 | 0.1387 | 0.18886 | 0.23851 | 0.27367 | 0.31678 | 0.46936 | 0.61929 | 0.51355 | 0.36823 | 0.16667 | 0.09861 | 0.074856 | 4.3547 | 110 | 479.0189 | 0.61929
TX | petroleum | Summer | 0.05715 | 0.052922 | 0.052973 | 0.052973 | 0.052973 | 0.055112 | 0.079187 | 0.077726 | 0.052922 | 0.052922 | 0.052922 | 0.067781 | 0.102 | 0.12003 | 0.13371 | 0.14421 | 0.19261 | 0.55947 | 0.82689 | 0.64215 | 0.35203 | 0.14539 | 0.051439 | 0.046261 | 4.0238 | 63 | 253.4965 | 0.82689
TX | petroleum | Fall | 0.27317 | 0.27281 | 0.27241 | 0.26869 | 0.2685 | 0.26844 | 0.31443 | 0.31958 | 0.26817 | 0.26817 | 0.27004 | 0.28962 | 0.33689 | 0.39606 | 0.43155 | 0.46012 | 0.49981 | 0.8523 | 1 | 1 | 0.84159 | 0.42769 | 0.31069 | 0.29333 | 10.2041 | 60 | 612.2439 | 1
TX | petroleum | Summer Peak | 0.78776 | 0.78776 | 0.78776 | 0.78776 | 0.78776 | 0.78776 | 0.78722 | 0.78722 | 0.78722 | 0.78722 | 0.78722 | 0.79911 | 0.79911 | 0.81101 | 0.88217 | 0.99005 | 1 | 1 | 1 | 1 | 1 | 1 | 0.90862 | 0.86693 | 20.7197 | 6 | 124.3182 | 1
TX | petroleum | Winter Peak | 3.2838e-08 | 3.2838e-08 | 3.2838e-08 | 3.2838e-08 | 3.2838e-08 | 0.0056709 | 0.15478 | 0.088284 | 3.2838e-08 | 3.2838e-08 | 3.2838e-08 | 3.2838e-08 | 3.2838e-08 | 3.2838e-08 | 3.2838e-08 | 3.2838e-08 | 0.022164 | 0.41102 | 0.43088 | 0.21505 | 0.013412 | 3.2838e-08 | 3.2838e-08 | 3.2838e-08 | 1.3413 | 19 | 25.4839 | 0.43088
TX | pumped hydro | Winter | 0.022991 | 0.022991 | 0.0076636 | 0.0076636 | 0.019439 | 0.04785 | 0.11383 | 0.052523 | 0.0082243 | 0.022991 | 0.0042991 | 0.01215 | 0.073084 | 0.15458 | 0.21944 | 0.31084 | 0.41495 | 0.66935 | 0.74112 | 0.67664 | 0.54822 | 0.35832 | 0.11495 | 0.021495 | 4.6456 | 107 | 497.08 | 0.74112
TX | pumped hydro | Spring | 0.022364 | 0.0083636 | 0.014909 | 0.014909 | 0.058727 | 0.11636 | 0.13418 | 0.1 | 0.025273 | 0.0078182 | 0.0092727 | 0.022364 | 0.079818 | 0.15109 | 0.23455 | 0.26182 | 0.31855 | 0.55273 | 0.65182 | 0.61509 | 0.52164 | 0.28345 | 0.080545 | 0.03 | 4.3156 | 110 | 474.72 | 0.65182
TX | pumped hydro | Summer | 0.026032 | 0.014603 | 0.013016 | 0.039048 | 0.11714 | 0.22063 | 0.29619 | 0.072063 | 0.026032 | 0 | 0 | 0.021905 | 0.089524 | 0.12698 | 0.13016 | 0.1781 | 0.35619 | 0.71079 | 0.78984 | 0.78286 | 0.68508 | 0.52889 | 0.27333 | 0.18254 | 5.681 | 63 | 357.9 | 0.78984
TX | pumped hydro | Fall | 0.014 | 0 | 0.006 | 0.013667 | 0.028667 | 0.14167 | 0.10933 | 0.12067 | 0.013667 | 0 | 0 | 0.0033333 | 0.054 | 0.134 | 0.22733 | 0.25967 | 0.314 | 0.57 | 0.76467 | 0.78833 | 0.679 | 0.39933 | 0.17467 | 0.093 | 4.909 | 60 | 294.54 | 0.78833
TX | pumped hydro | Summer Peak | 0 | 0 | 0 | 0 | 0 | 0 | 0 | 0 | 0 | 0 | 0 | 0 | 0 | 0.13667 | 0.13667 | 0.27333 | 0.27333 | 0.54667 | 0.54667 | 0.82 | 0.82 | 0.63667 | 0 | 0 | 4.19 | 6 | 25.14 | 0.82
TX | pumped hydro | Winter Peak | 0 | 0.0052632 | 0 | 0.067368 | 0.12947 | 0.26526 | 0.34526 | 0.20947 | 0 | 0 | 0 | 0 | 0 | 0 | 0 | 0 | 0.38842 | 0.77684 | 0.82 | 0.81684 | 0.55789 | 0.39053 | 0.20632 | 0.14 | 5.1189 | 19 | 97.26 | 0.82
TX | smr | Winter | 0.92175 | 0.92175 | 0.92175 | 0.92175 | 0.92175 | 0.92175 | 0.92175 | 0.92175 | 0.92175 | 0.92175 | 0.92175 | 0.92175 | 0.92175 | 0.92175 | 0.92175 | 0.92175 | 0.92175 | 0.92175 | 0.92175 | 0.92175 | 0.92175 | 0.92175 | 0.92175 | 0.92175 | 22.1221 | 107 | 2367.0597 | 0.92175
TX | smr | Spring | 0.92175 | 0.92175 | 0.92175 | 0.92175 | 0.92175 | 0.92175 | 0.92175 | 0.92175 | 0.92175 | 0.92175 | 0.92175 | 0.92175 | 0.92175 | 0.92175 | 0.92175 | 0.92175 | 0.92175 | 0.92175 | 0.92175 | 0.92175 | 0.92175 | 0.92175 | 0.92175 | 0.92175 | 22.1221 | 110 | 2433.4259 | 0.92175
TX | smr | Summer | 0.92175 | 0.92175 | 0.92175 | 0.92175 | 0.92175 | 0.92175 | 0.92175 | 0.92175 | 0.92175 | 0.92175 | 0.92175 | 0.92175 | 0.92175 | 0.92175 | 0.92175 | 0.92175 | 0.92175 | 0.92175 | 0.92175 | 0.92175 | 0.92175 | 0.92175 | 0.92175 | 0.92175 | 22.1221 | 63 | 1393.6894 | 0.92175
TX | smr | Fall | 0.92175 | 0.92175 | 0.92175 | 0.92175 | 0.92175 | 0.92175 | 0.92175 | 0.92175 | 0.92175 | 0.92175 | 0.92175 | 0.92175 | 0.92175 | 0.92175 | 0.92175 | 0.92175 | 0.92175 | 0.92175 | 0.92175 | 0.92175 | 0.92175 | 0.92175 | 0.92175 | 0.92175 | 22.1221 | 60 | 1327.3232 | 0.92175
TX | smr | Summer Peak | 0.92175 | 0.92175 | 0.92175 | 0.92175 | 0.92175 | 0.92175 | 0.92175 | 0.92175 | 0.92175 | 0.92175 | 0.92175 | 0.92175 | 0.92175 | 0.92175 | 0.92175 | 0.92175 | 0.92175 | 0.92175 | 0.92175 | 0.92175 | 0.92175 | 0.92175 | 0.92175 | 0.92175 | 22.1221 | 6 | 132.7323 | 0.92175
TX | smr | Winter Peak | 0.92175 | 0.92175 | 0.92175 | 0.92175 | 0.92175 | 0.92175 | 0.92175 | 0.92175 | 0.92175 | 0.92175 | 0.92175 | 0.92175 | 0.92175 | 0.92175 | 0.92175 | 0.92175 | 0.92175 | 0.92175 | 0.92175 | 0.92175 | 0.92175 | 0.92175 | 0.92175 | 0.92175 | 22.1221 | 19 | 420.319 | 0.92175
TX | solar pv dist | Winter | 0 | 0 | 0 | 0 | 0 | 0.00036206 | 0.099594 | 0.23463 | 0.32197 | 0.34897 | 0.36142 | 0.36452 | 0.3691 | 0.50137 | 0.48132 | 0.41298 | 0.24768 | 0.13403 | 0.006687 | 1.3663e-06 | 0 | 0 | 0 | 0 | 3.8846 | 107 | 415.6564 | 0.50137
TX | solar pv dist | Spring | 0 | 0 | 0 | 0 | 0 | 0.0014367 | 0.13234 | 0.25418 | 0.321 | 0.3517 | 0.36981 | 0.37441 | 0.37633 | 0.48713 | 0.4692 | 0.4149 | 0.27445 | 0.15905 | 0.016648 | 1.772e-05 | 0 | 0 | 0 | 0 | 4.0026 | 110 | 440.285 | 0.48713
TX | solar pv dist | Summer | 0 | 0 | 0 | 0 | 0 | 0.00034962 | 0.11397 | 0.27797 | 0.36102 | 0.388 | 0.39228 | 0.39766 | 0.40348 | 0.55115 | 0.54894 | 0.47295 | 0.2706 | 0.13088 | 0.0075803 | 3.8675e-06 | 0 | 0 | 0 | 0 | 4.3168 | 63 | 271.96 | 0.55115
TX | solar pv dist | Fall | 0 | 0 | 0 | 0 | 0 | 0.0018144 | 0.15795 | 0.29089 | 0.36048 | 0.38238 | 0.38541 | 0.38582 | 0.38695 | 0.49728 | 0.47718 | 0.42545 | 0.30759 | 0.17854 | 0.017792 | 2.2741e-05 | 0 | 0 | 0 | 0 | 4.2556 | 60 | 255.3333 | 0.49728
TX | solar pv dist | Summer Peak | 0 | 0 | 0 | 0 | 0 | 0.0021279 | 0.15863 | 0.26607 | 0.33779 | 0.36411 | 0.37997 | 0.39616 | 0.39793 | 0.49569 | 0.49286 | 0.46902 | 0.34146 | 0.20275 | 0.02426 | 2.4365e-05 | 0 | 0 | 0 | 0 | 4.3289 | 6 | 25.9731 | 0.49569
TX | solar pv dist | Winter Peak | 0 | 0 | 0 | 0 | 0 | 0 | 0.027866 | 0.18798 | 0.3068 | 0.33883 | 0.35446 | 0.35568 | 0.37096 | 0.52156 | 0.51908 | 0.40231 | 0.11941 | 0.0067043 | 0 | 0 | 0 | 0 | 0 | 0 | 3.5116 | 19 | 66.7213 | 0.52156
TX | solar pv | Winter | 0 | 0 | 0 | 0 | 0 | 0.0015471 | 0.069274 | 0.2521 | 0.40536 | 0.46736 | 0.49074 | 0.49771 | 0.49948 | 0.49395 | 0.48588 | 0.46274 | 0.36925 | 0.18272 | 0.026659 | 0 | 0 | 0 | 0 | 0 | 4.7048 | 107 | 503.4085 | 0.49948
TX | solar pv | Spring | 0 | 0 | 0 | 0 | 0 | 0.0041976 | 0.12057 | 0.29407 | 0.44094 | 0.50272 | 0.53451 | 0.5454 | 0.54809 | 0.54478 | 0.53084 | 0.50506 | 0.41916 | 0.24241 | 0.06537 | 0 | 0 | 0 | 0 | 0 | 5.2981 | 110 | 582.7907 | 0.54809
TX | solar pv | Summer | 0 | 0 | 0 | 0 | 0 | 0.0016095 | 0.077195 | 0.31059 | 0.50407 | 0.57098 | 0.59067 | 0.60164 | 0.60692 | 0.60825 | 0.61186 | 0.60131 | 0.48081 | 0.20756 | 0.030183 | 0 | 0 | 0 | 0 | 0 | 5.8036 | 63 | 365.6289 | 0.61186
TX | solar pv | Fall | 0 | 0 | 0 | 0 | 0 | 0.0033278 | 0.15838 | 0.40952 | 0.54426 | 0.5965 | 0.61768 | 0.6254 | 0.62928 | 0.6286 | 0.62063 | 0.59824 | 0.51679 | 0.31265 | 0.074838 | 0 | 0 | 0 | 0 | 0 | 6.3361 | 60 | 380.1662 | 0.62928
TX | solar pv | Summer Peak | 0 | 0 | 0 | 0 | 0 | 0.0017554 | 0.12625 | 0.33446 | 0.46913 | 0.53354 | 0.57925 | 0.61387 | 0.60611 | 0.58471 | 0.55697 | 0.51472 | 0.46523 | 0.3359 | 0.097097 | 0 | 0 | 0 | 0 | 0 | 5.819 | 6 | 34.914 | 0.61387
TX | solar pv | Winter Peak | 0 | 0 | 0 | 0 | 0 | 0 | 0.0007154 | 0.13565 | 0.43151 | 0.54554 | 0.57221 | 0.57217 | 0.57435 | 0.5839 | 0.59056 | 0.57195 | 0.3268 | 0.019898 | 0 | 0 | 0 | 0 | 0 | 0 | 4.9252 | 19 | 93.5796 | 0.59056
TX | solar thermal | Winter | 0 | 0 | 0 | 0 | 0 | 0 | 0 | 0 | 0 | 0.08597 | 0.37963 | 0.49887 | 0.49723 | 0.48344 | 0.47116 | 0.48279 | 0.49202 | 0.44649 | 0.21282 | 0.015243 | 0 | 0 | 0 | 0 | 4.0657 | 107 | 435.0262 | 0.49887
TX | solar thermal | Spring | 0 | 0 | 0 | 0 | 0 | 0 | 0 | 0.0076376 | 0.18687 | 0.48014 | 0.63047 | 0.67382 | 0.67706 | 0.67418 | 0.66674 | 0.6665 | 0.66683 | 0.64842 | 0.56803 | 0.30656 | 0.039289 | 0 | 0 | 0 | 6.8926 | 110 | 758.182 | 0.67706
TX | solar thermal | Summer | 0 | 0 | 0 | 0 | 0 | 0 | 0 | 0.024165 | 0.27576 | 0.51489 | 0.59949 | 0.63012 | 0.63917 | 0.63842 | 0.63267 | 0.62353 | 0.61338 | 0.59439 | 0.54207 | 0.40006 | 0.11962 | 2.6056e-06 | 0 | 0 | 6.8477 | 63 | 431.4066 | 0.63917
TX | solar thermal | Fall | 0 | 0 | 0 | 0 | 0 | 0 | 0 | 0 | 0.054994 | 0.36422 | 0.55217 | 0.58569 | 0.57826 | 0.56812 | 0.56341 | 0.56827 | 0.56955 | 0.52878 | 0.35579 | 0.077412 | 3.2207e-05 | 0 | 0 | 0 | 5.3667 | 60 | 322.0017 | 0.58569
TX | solar thermal | Summer Peak | 0 | 0 | 0 | 0 | 0 | 0 | 0 | 0.027732 | 0.38084 | 0.62249 | 0.69231 | 0.71807 | 0.7248 | 0.72465 | 0.72329 | 0.72571 | 0.72389 | 0.71218 | 0.67311 | 0.55977 | 0.22117 | 0 | 0 | 0 | 8.23 | 6 | 49.3801 | 0.72571
TX | solar thermal | Winter Peak | 0 | 0 | 0 | 0 | 0 | 0 | 0 | 0 | 0 | 0.0026447 | 0.27588 | 0.35613 | 0.39021 | 0.41121 | 0.42512 | 0.48557 | 0.52766 | 0.49305 | 0.19344 | 0 | 0 | 0 | 0 | 0 | 3.5609 | 19 | 67.6572 | 0.52766
TX | natural gas steam turbine | Winter | 0.2203 | 0.2203 | 0.2203 | 0.2203 | 0.2203 | 0.2203 | 0.2203 | 0.2203 | 0.2203 | 0.2203 | 0.2203 | 0.2203 | 0.2203 | 0.2203 | 0.2203 | 0.2203 | 0.2203 | 0.2203 | 0.2203 | 0.2203 | 0.2203 | 0.2203 | 0.2203 | 0.2203 | 5.2872 | 107 | 565.7304 | 0.2203
TX | natural gas steam turbine | Spring | 0.2203 | 0.2203 | 0.2203 | 0.2203 | 0.2203 | 0.2203 | 0.2203 | 0.2203 | 0.2203 | 0.2203 | 0.2203 | 0.2203 | 0.2203 | 0.2203 | 0.2203 | 0.2203 | 0.2203 | 0.2203 | 0.2203 | 0.2203 | 0.2203 | 0.2203 | 0.2203 | 0.2203 | 5.2872 | 110 | 581.592 | 0.2203
TX | natural gas steam turbine | Summer | 0.2203 | 0.2203 | 0.2203 | 0.2203 | 0.2203 | 0.2203 | 0.2203 | 0.2203 | 0.2203 | 0.2203 | 0.2203 | 0.2203 | 0.2203 | 0.2203 | 0.2203 | 0.2203 | 0.2203 | 0.2203 | 0.2203 | 0.2203 | 0.2203 | 0.2203 | 0.2203 | 0.2203 | 5.2872 | 63 | 333.0936 | 0.2203
TX | natural gas steam turbine | Fall | 0.2203 | 0.2203 | 0.2203 | 0.2203 | 0.2203 | 0.2203 | 0.2203 | 0.2203 | 0.2203 | 0.2203 | 0.2203 | 0.2203 | 0.2203 | 0.2203 | 0.2203 | 0.2203 | 0.2203 | 0.2203 | 0.2203 | 0.2203 | 0.2203 | 0.2203 | 0.2203 | 0.2203 | 5.2872 | 60 | 317.232 | 0.2203
TX | natural gas steam turbine | Summer Peak | 0.2203 | 0.2203 | 0.2203 | 0.2203 | 0.2203 | 0.2203 | 0.2203 | 0.2203 | 0.2203 | 0.2203 | 0.2203 | 0.2203 | 0.2203 | 0.2203 | 0.2203 | 0.2203 | 0.2203 | 0.2203 | 0.2203 | 0.2203 | 0.2203 | 0.2203 | 0.2203 | 0.2203 | 5.2872 | 6 | 31.7232 | 0.2203
TX | natural gas steam turbine | Winter Peak | 0.2203 | 0.2203 | 0.2203 | 0.2203 | 0.2203 | 0.2203 | 0.2203 | 0.2203 | 0.2203 | 0.2203 | 0.2203 | 0.2203 | 0.2203 | 0.2203 | 0.2203 | 0.2203 | 0.2203 | 0.2203 | 0.2203 | 0.2203 | 0.2203 | 0.2203 | 0.2203 | 0.2203 | 5.2872 | 19 | 100.4568 | 0.2203
UT | biomass ccs | Winter | 0.8 | 0.8 | 0.8 | 0.8 | 0.8 | 0.8 | 0.8 | 0.8 | 0.8 | 0.8 | 0.8 | 0.8 | 0.8 | 0.8 | 0.8 | 0.8 | 0.8 | 0.8 | 0.8 | 0.8 | 0.8 | 0.8 | 0.8 | 0.8 | 19.2 | 72 | 1382.4 | 0.8
UT | biomass ccs | Spring | 0.8 | 0.8 | 0.8 | 0.8 | 0.8 | 0.8 | 0.8 | 0.8 | 0.8 | 0.8 | 0.8 | 0.8 | 0.8 | 0.8 | 0.8 | 0.8 | 0.8 | 0.8 | 0.8 | 0.8 | 0.8 | 0.8 | 0.8 | 0.8 | 19.2 | 66 | 1267.2 | 0.8
UT | biomass ccs | Summer | 0.8 | 0.8 | 0.8 | 0.8 | 0.8 | 0.8 | 0.8 | 0.8 | 0.8 | 0.8 | 0.8 | 0.8 | 0.8 | 0.8 | 0.8 | 0.8 | 0.8 | 0.8 | 0.8 | 0.8 | 0.8 | 0.8 | 0.8 | 0.8 | 19.2 | 148 | 2841.6 | 0.8
UT | biomass ccs | Fall | 0.8 | 0.8 | 0.8 | 0.8 | 0.8 | 0.8 | 0.8 | 0.8 | 0.8 | 0.8 | 0.8 | 0.8 | 0.8 | 0.8 | 0.8 | 0.8 | 0.8 | 0.8 | 0.8 | 0.8 | 0.8 | 0.8 | 0.8 | 0.8 | 19.2 | 38 | 729.6 | 0.8
UT | biomass ccs | Summer Peak | 0.8 | 0.8 | 0.8 | 0.8 | 0.8 | 0.8 | 0.8 | 0.8 | 0.8 | 0.8 | 0.8 | 0.8 | 0.8 | 0.8 | 0.8 | 0.8 | 0.8 | 0.8 | 0.8 | 0.8 | 0.8 | 0.8 | 0.8 | 0.8 | 19.2 | 21 | 403.2 | 0.8
UT | biomass ccs | Winter Peak | 0.8 | 0.8 | 0.8 | 0.8 | 0.8 | 0.8 | 0.8 | 0.8 | 0.8 | 0.8 | 0.8 | 0.8 | 0.8 | 0.8 | 0.8 | 0.8 | 0.8 | 0.8 | 0.8 | 0.8 | 0.8 | 0.8 | 0.8 | 0.8 | 19.2 | 20 | 384 | 0.8
UT | biomass | Winter | 0.5305 | 0.5305 | 0.5305 | 0.5305 | 0.5305 | 0.5305 | 0.5305 | 0.45002 | 0.42621 | 0.40977 | 0.40977 | 0.40977 | 0.40977 | 0.40977 | 0.41884 | 0.42791 | 0.48289 | 0.5305 | 0.5305 | 0.5305 | 0.5305 | 0.5305 | 0.5305 | 0.5305 | 11.6817 | 72 | 841.0819 | 0.5305
UT | biomass | Spring | 0.5305 | 0.5305 | 0.5305 | 0.5305 | 0.5305 | 0.5305 | 0.5305 | 0.5305 | 0.52246 | 0.51442 | 0.51442 | 0.51442 | 0.51442 | 0.51442 | 0.51442 | 0.51442 | 0.5305 | 0.5305 | 0.5305 | 0.5305 | 0.5305 | 0.5305 | 0.5305 | 0.5305 | 12.6114 | 66 | 832.3491 | 0.5305
UT | biomass | Summer | 0.5305 | 0.5305 | 0.5305 | 0.5305 | 0.5305 | 0.5305 | 0.5225 | 0.48417 | 0.46487 | 0.46046 | 0.45826 | 0.45826 | 0.45826 | 0.46046 | 0.46625 | 0.47838 | 0.50678 | 0.5305 | 0.5305 | 0.5305 | 0.5305 | 0.5305 | 0.5305 | 0.5305 | 12.1151 | 148 | 1793.0376 | 0.5305
UT | biomass | Fall | 0.5305 | 0.5305 | 0.5305 | 0.5305 | 0.5305 | 0.5305 | 0.5305 | 0.52191 | 0.52191 | 0.52191 | 0.52191 | 0.52191 | 0.52191 | 0.52191 | 0.52191 | 0.52191 | 0.5305 | 0.5305 | 0.5305 | 0.5305 | 0.5305 | 0.5305 | 0.5305 | 0.5305 | 12.6546 | 38 | 480.8747 | 0.5305
UT | biomass | Summer Peak | 0.5305 | 0.5305 | 0.5305 | 0.5305 | 0.5305 | 0.5305 | 0.5305 | 0.5305 | 0.5305 | 0.5305 | 0.5305 | 0.5305 | 0.5305 | 0.5305 | 0.5305 | 0.5305 | 0.5305 | 0.5305 | 0.5305 | 0.5305 | 0.5305 | 0.5305 | 0.5305 | 0.5305 | 12.7319 | 21 | 267.3703 | 0.5305
UT | biomass | Winter Peak | 0.5305 | 0.5305 | 0.5305 | 0.5305 | 0.5305 | 0.5305 | 0.5305 | 0.5305 | 0.5305 | 0.5305 | 0.5305 | 0.5305 | 0.5305 | 0.5305 | 0.5305 | 0.5305 | 0.5305 | 0.5305 | 0.5305 | 0.5305 | 0.5305 | 0.5305 | 0.5305 | 0.5305 | 12.7319 | 20 | 254.6384 | 0.5305
UT | natural gas combined cycle ccs | Winter | 0.8 | 0.8 | 0.8 | 0.8 | 0.8 | 0.8 | 0.8 | 0.8 | 0.8 | 0.8 | 0.8 | 0.8 | 0.8 | 0.8 | 0.8 | 0.8 | 0.8 | 0.8 | 0.8 | 0.8 | 0.8 | 0.8 | 0.8 | 0.8 | 19.2 | 72 | 1382.4 | 0.8
UT | natural gas combined cycle ccs | Spring | 0.8 | 0.8 | 0.8 | 0.8 | 0.8 | 0.8 | 0.8 | 0.8 | 0.8 | 0.8 | 0.8 | 0.8 | 0.8 | 0.8 | 0.8 | 0.8 | 0.8 | 0.8 | 0.8 | 0.8 | 0.8 | 0.8 | 0.8 | 0.8 | 19.2 | 66 | 1267.2 | 0.8
UT | natural gas combined cycle ccs | Summer | 0.8 | 0.8 | 0.8 | 0.8 | 0.8 | 0.8 | 0.8 | 0.8 | 0.8 | 0.8 | 0.8 | 0.8 | 0.8 | 0.8 | 0.8 | 0.8 | 0.8 | 0.8 | 0.8 | 0.8 | 0.8 | 0.8 | 0.8 | 0.8 | 19.2 | 148 | 2841.6 | 0.8
UT | natural gas combined cycle ccs | Fall | 0.8 | 0.8 | 0.8 | 0.8 | 0.8 | 0.8 | 0.8 | 0.8 | 0.8 | 0.8 | 0.8 | 0.8 | 0.8 | 0.8 | 0.8 | 0.8 | 0.8 | 0.8 | 0.8 | 0.8 | 0.8 | 0.8 | 0.8 | 0.8 | 19.2 | 38 | 729.6 | 0.8
UT | natural gas combined cycle ccs | Summer Peak | 0.8 | 0.8 | 0.8 | 0.8 | 0.8 | 0.8 | 0.8 | 0.8 | 0.8 | 0.8 | 0.8 | 0.8 | 0.8 | 0.8 | 0.8 | 0.8 | 0.8 | 0.8 | 0.8 | 0.8 | 0.8 | 0.8 | 0.8 | 0.8 | 19.2 | 21 | 403.2 | 0.8
UT | natural gas combined cycle ccs | Winter Peak | 0.8 | 0.8 | 0.8 | 0.8 | 0.8 | 0.8 | 0.8 | 0.8 | 0.8 | 0.8 | 0.8 | 0.8 | 0.8 | 0.8 | 0.8 | 0.8 | 0.8 | 0.8 | 0.8 | 0.8 | 0.8 | 0.8 | 0.8 | 0.8 | 19.2 | 20 | 384 | 0.8
UT | natural gas combined cycle | Winter | 0.46774 | 0.46643 | 0.46462 | 0.46462 | 0.46579 | 0.46774 | 0.42817 | 0.35278 | 0.33251 | 0.33629 | 0.34794 | 0.36279 | 0.36654 | 0.37439 | 0.37691 | 0.38729 | 0.43129 | 0.46856 | 0.50031 | 0.5163 | 0.51129 | 0.50754 | 0.49057 | 0.46208 | 10.3505 | 72 | 745.237 | 0.5163
UT | natural gas combined cycle | Spring | 0.60523 | 0.59425 | 0.58612 | 0.58656 | 0.58736 | 0.59299 | 0.60103 | 0.58569 | 0.50806 | 0.47192 | 0.46939 | 0.47214 | 0.47472 | 0.46716 | 0.45902 | 0.4874 | 0.59542 | 0.62634 | 0.63216 | 0.6308 | 0.63284 | 0.62783 | 0.61509 | 0.61041 | 13.5199 | 66 | 892.3146 | 0.63284
UT | natural gas combined cycle | Summer | 0.50382 | 0.49879 | 0.49873 | 0.49682 | 0.50061 | 0.50454 | 0.4771 | 0.40541 | 0.3599 | 0.36074 | 0.37378 | 0.38257 | 0.38401 | 0.38549 | 0.38799 | 0.41107 | 0.48831 | 0.51534 | 0.54022 | 0.56451 | 0.55751 | 0.55062 | 0.53337 | 0.51529 | 11.1965 | 148 | 1657.0881 | 0.56451
UT | natural gas combined cycle | Fall | 0.68085 | 0.67635 | 0.66557 | 0.66443 | 0.66379 | 0.66312 | 0.60509 | 0.48728 | 0.47652 | 0.50617 | 0.54852 | 0.59924 | 0.60839 | 0.6158 | 0.62921 | 0.63692 | 0.66549 | 0.69319 | 0.73087 | 0.77529 | 0.76161 | 0.75203 | 0.7432 | 0.6968 | 15.5457 | 38 | 590.7375 | 0.77529
UT | natural gas combined cycle | Summer Peak | 0.68597 | 0.67345 | 0.6664 | 0.66402 | 0.6664 | 0.66775 | 0.59122 | 0.47471 | 0.47565 | 0.50143 | 0.57051 | 0.58713 | 0.60833 | 0.63219 | 0.64265 | 0.66212 | 0.69244 | 0.72486 | 0.77442 | 0.78015 | 0.77082 | 0.77039 | 0.75923 | 0.72897 | 15.7712 | 21 | 331.1954 | 0.78015
UT | natural gas combined cycle | Winter Peak | 0.65882 | 0.65024 | 0.65024 | 0.65024 | 0.65024 | 0.66765 | 0.67912 | 0.66413 | 0.54623 | 0.50752 | 0.51058 | 0.50594 | 0.5036 | 0.49762 | 0.48479 | 0.50934 | 0.68891 | 0.71719 | 0.71804 | 0.71662 | 0.71064 | 0.70323 | 0.66707 | 0.65857 | 14.9166 | 20 | 298.3315 | 0.71804
UT | crude oil | Winter | 0.001 | 0.001 | 0.001 | 0.001 | 0.001 | 0.001 | 0.001 | 0.001 | 0.001 | 0.001 | 0.001 | 0.001 | 0.001 | 0.001 | 0.001 | 0.001 | 0.001 | 0.001 | 0.001 | 0.001 | 0.001 | 0.001 | 0.001 | 0.001 | 0.024 | 72 | 1.728 | 0.001
UT | crude oil | Spring | 0.001 | 0.001 | 0.001 | 0.001 | 0.001 | 0.001 | 0.001 | 0.001 | 0.001 | 0.001 | 0.001 | 0.001 | 0.001 | 0.001 | 0.001 | 0.001 | 0.001 | 0.001 | 0.001 | 0.001 | 0.001 | 0.001 | 0.001 | 0.001 | 0.024 | 66 | 1.584 | 0.001
UT | crude oil | Summer | 0.001 | 0.001 | 0.001 | 0.001 | 0.001 | 0.001 | 0.001 | 0.001 | 0.001 | 0.001 | 0.001 | 0.001 | 0.001 | 0.001 | 0.001 | 0.001 | 0.001 | 0.001 | 0.001 | 0.001 | 0.001 | 0.001 | 0.001 | 0.001 | 0.024 | 148 | 3.552 | 0.001
UT | crude oil | Fall | 0.001 | 0.001 | 0.001 | 0.001 | 0.001 | 0.001 | 0.001 | 0.001 | 0.001 | 0.001 | 0.001 | 0.001 | 0.001 | 0.001 | 0.001 | 0.001 | 0.001 | 0.001 | 0.001 | 0.001 | 0.001 | 0.001 | 0.001 | 0.001 | 0.024 | 38 | 0.912 | 0.001
UT | crude oil | Summer Peak | 0.001 | 0.001 | 0.001 | 0.001 | 0.001 | 0.001 | 0.001 | 0.001 | 0.001 | 0.001 | 0.001 | 0.001 | 0.001 | 0.001 | 0.001 | 0.001 | 0.001 | 0.001 | 0.001 | 0.001 | 0.001 | 0.001 | 0.001 | 0.001 | 0.024 | 21 | 0.504 | 0.001
UT | crude oil | Winter Peak | 0.001 | 0.001 | 0.001 | 0.001 | 0.001 | 0.001 | 0.001 | 0.001 | 0.001 | 0.001 | 0.001 | 0.001 | 0.001 | 0.001 | 0.001 | 0.001 | 0.001 | 0.001 | 0.001 | 0.001 | 0.001 | 0.001 | 0.001 | 0.001 | 0.024 | 20 | 0.48 | 0.001
UT | geothermal | Winter | 0.7433 | 0.7433 | 0.7433 | 0.7433 | 0.7433 | 0.7433 | 0.7433 | 0.7433 | 0.7433 | 0.7433 | 0.7433 | 0.7433 | 0.7433 | 0.7433 | 0.7433 | 0.7433 | 0.7433 | 0.7433 | 0.7433 | 0.7433 | 0.7433 | 0.7433 | 0.7433 | 0.7433 | 17.8392 | 72 | 1284.4224 | 0.7433
UT | geothermal | Spring | 0.7433 | 0.7433 | 0.7433 | 0.7433 | 0.7433 | 0.7433 | 0.7433 | 0.7433 | 0.7433 | 0.7433 | 0.7433 | 0.7433 | 0.7433 | 0.7433 | 0.7433 | 0.7433 | 0.7433 | 0.7433 | 0.7433 | 0.7433 | 0.7433 | 0.7433 | 0.7433 | 0.7433 | 17.8392 | 66 | 1177.3872 | 0.7433
UT | geothermal | Summer | 0.7433 | 0.7433 | 0.7433 | 0.7433 | 0.7433 | 0.7433 | 0.7433 | 0.7433 | 0.7433 | 0.7433 | 0.7433 | 0.7433 | 0.7433 | 0.7433 | 0.7433 | 0.7433 | 0.7433 | 0.7433 | 0.7433 | 0.7433 | 0.7433 | 0.7433 | 0.7433 | 0.7433 | 17.8392 | 148 | 2640.2016 | 0.7433
UT | geothermal | Fall | 0.7433 | 0.7433 | 0.7433 | 0.7433 | 0.7433 | 0.7433 | 0.7433 | 0.7433 | 0.7433 | 0.7433 | 0.7433 | 0.7433 | 0.7433 | 0.7433 | 0.7433 | 0.7433 | 0.7433 | 0.7433 | 0.7433 | 0.7433 | 0.7433 | 0.7433 | 0.7433 | 0.7433 | 17.8392 | 38 | 677.8896 | 0.7433
UT | geothermal | Summer Peak | 0.7433 | 0.7433 | 0.7433 | 0.7433 | 0.7433 | 0.7433 | 0.7433 | 0.7433 | 0.7433 | 0.7433 | 0.7433 | 0.7433 | 0.7433 | 0.7433 | 0.7433 | 0.7433 | 0.7433 | 0.7433 | 0.7433 | 0.7433 | 0.7433 | 0.7433 | 0.7433 | 0.7433 | 17.8392 | 21 | 374.6232 | 0.7433
UT | geothermal | Winter Peak | 0.7433 | 0.7433 | 0.7433 | 0.7433 | 0.7433 | 0.7433 | 0.7433 | 0.7433 | 0.7433 | 0.7433 | 0.7433 | 0.7433 | 0.7433 | 0.7433 | 0.7433 | 0.7433 | 0.7433 | 0.7433 | 0.7433 | 0.7433 | 0.7433 | 0.7433 | 0.7433 | 0.7433 | 17.8392 | 20 | 356.784 | 0.7433
UT | hard coal ccs | Winter | 0.8 | 0.8 | 0.8 | 0.8 | 0.8 | 0.8 | 0.8 | 0.8 | 0.8 | 0.8 | 0.8 | 0.8 | 0.8 | 0.8 | 0.8 | 0.8 | 0.8 | 0.8 | 0.8 | 0.8 | 0.8 | 0.8 | 0.8 | 0.8 | 19.2 | 72 | 1382.4 | 0.8
UT | hard coal ccs | Spring | 0.8 | 0.8 | 0.8 | 0.8 | 0.8 | 0.8 | 0.8 | 0.8 | 0.8 | 0.8 | 0.8 | 0.8 | 0.8 | 0.8 | 0.8 | 0.8 | 0.8 | 0.8 | 0.8 | 0.8 | 0.8 | 0.8 | 0.8 | 0.8 | 19.2 | 66 | 1267.2 | 0.8
UT | hard coal ccs | Summer | 0.8 | 0.8 | 0.8 | 0.8 | 0.8 | 0.8 | 0.8 | 0.8 | 0.8 | 0.8 | 0.8 | 0.8 | 0.8 | 0.8 | 0.8 | 0.8 | 0.8 | 0.8 | 0.8 | 0.8 | 0.8 | 0.8 | 0.8 | 0.8 | 19.2 | 148 | 2841.6 | 0.8
UT | hard coal ccs | Fall | 0.8 | 0.8 | 0.8 | 0.8 | 0.8 | 0.8 | 0.8 | 0.8 | 0.8 | 0.8 | 0.8 | 0.8 | 0.8 | 0.8 | 0.8 | 0.8 | 0.8 | 0.8 | 0.8 | 0.8 | 0.8 | 0.8 | 0.8 | 0.8 | 19.2 | 38 | 729.6 | 0.8
UT | hard coal ccs | Summer Peak | 0.8 | 0.8 | 0.8 | 0.8 | 0.8 | 0.8 | 0.8 | 0.8 | 0.8 | 0.8 | 0.8 | 0.8 | 0.8 | 0.8 | 0.8 | 0.8 | 0.8 | 0.8 | 0.8 | 0.8 | 0.8 | 0.8 | 0.8 | 0.8 | 19.2 | 21 | 403.2 | 0.8
UT | hard coal ccs | Winter Peak | 0.8 | 0.8 | 0.8 | 0.8 | 0.8 | 0.8 | 0.8 | 0.8 | 0.8 | 0.8 | 0.8 | 0.8 | 0.8 | 0.8 | 0.8 | 0.8 | 0.8 | 0.8 | 0.8 | 0.8 | 0.8 | 0.8 | 0.8 | 0.8 | 19.2 | 20 | 384 | 0.8
UT | hard coal | Winter | 0.56081 | 0.5583 | 0.55728 | 0.55865 | 0.55862 | 0.55993 | 0.47983 | 0.40697 | 0.36838 | 0.37794 | 0.40446 | 0.41253 | 0.41547 | 0.42135 | 0.42113 | 0.43064 | 0.46449 | 0.55898 | 0.59176 | 0.60699 | 0.60747 | 0.60727 | 0.59624 | 0.56736 | 12.0928 | 72 | 870.6836 | 0.60747
UT | hard coal | Spring | 0.66059 | 0.66022 | 0.65969 | 0.65969 | 0.66047 | 0.66125 | 0.66125 | 0.64321 | 0.61565 | 0.59333 | 0.59485 | 0.59435 | 0.59233 | 0.59253 | 0.57679 | 0.58516 | 0.63373 | 0.6616 | 0.6636 | 0.66422 | 0.66581 | 0.66522 | 0.65952 | 0.65513 | 15.2802 | 66 | 1008.4925 | 0.66581
UT | hard coal | Summer | 0.57296 | 0.57252 | 0.57235 | 0.57255 | 0.57226 | 0.57229 | 0.53937 | 0.47269 | 0.40168 | 0.41021 | 0.44365 | 0.45929 | 0.46075 | 0.45968 | 0.44893 | 0.47035 | 0.50299 | 0.58049 | 0.60991 | 0.62204 | 0.62335 | 0.61949 | 0.60855 | 0.57744 | 12.7458 | 148 | 1886.3799 | 0.62335
UT | hard coal | Fall | 0.67222 | 0.67222 | 0.67106 | 0.67106 | 0.67106 | 0.66759 | 0.6006 | 0.46189 | 0.46811 | 0.50515 | 0.56339 | 0.58737 | 0.59136 | 0.59518 | 0.59475 | 0.6044 | 0.64321 | 0.66759 | 0.67339 | 0.67359 | 0.67359 | 0.67359 | 0.67339 | 0.67261 | 14.9484 | 38 | 568.038 | 0.67359
UT | hard coal | Summer Peak | 0.67323 | 0.67323 | 0.67323 | 0.67323 | 0.67323 | 0.67323 | 0.64429 | 0.48733 | 0.49398 | 0.54172 | 0.62282 | 0.65312 | 0.6528 | 0.6565 | 0.66269 | 0.66269 | 0.67217 | 0.67323 | 0.67359 | 0.67359 | 0.67359 | 0.67359 | 0.67359 | 0.67359 | 15.5043 | 21 | 325.5897 | 0.67359
UT | hard coal | Winter Peak | 0.67359 | 0.67359 | 0.67359 | 0.67359 | 0.67359 | 0.67359 | 0.67359 | 0.67359 | 0.6677 | 0.6508 | 0.66179 | 0.66399 | 0.663 | 0.65959 | 0.63556 | 0.66473 | 0.67285 | 0.67359 | 0.67359 | 0.67359 | 0.67359 | 0.67359 | 0.67359 | 0.67359 | 16.0438 | 20 | 320.8764 | 0.67359
UT | heavy or residual fuel oil | Winter | 0 | 0 | 0 | 0 | 0 | 0 | 0 | 0 | 0 | 0 | 0 | 0 | 0 | 0 | 0 | 0 | 0 | 0 | 0 | 0 | 0 | 0 | 0 | 0 | 0 | 72 | 0 | 0
UT | heavy or residual fuel oil | Spring | 0 | 0 | 0 | 0 | 0 | 0 | 0 | 0 | 0 | 0 | 0 | 0 | 0 | 0 | 0 | 0 | 0 | 0 | 0 | 0 | 0 | 0 | 0 | 0 | 0 | 66 | 0 | 0
UT | heavy or residual fuel oil | Summer | 0 | 0 | 0 | 0 | 0 | 0 | 0 | 0 | 0 | 0 | 0 | 0 | 0 | 0 | 0 | 0 | 0 | 0.11866 | 0.95 | 0.95 | 0.66616 | 0.41968 | 0.13044 | 0 | 3.2349 | 148 | 478.771 | 0.95
UT | heavy or residual fuel oil | Fall | 0 | 0 | 0 | 0 | 0 | 0 | 0 | 0 | 0 | 0 | 0 | 0 | 0 | 0 | 0 | 0 | 0 | 0.13191 | 0.20284 | 0.17919 | 0.060976 | 0 | 0 | 0 | 0.57491 | 38 | 21.8467 | 0.20284
UT | heavy or residual fuel oil | Summer Peak | 0 | 0 | 0 | 0 | 0 | 0 | 0 | 0 | 0 | 0 | 0 | 0 | 0 | 0 | 0 | 0 | 0 | 0 | 0.95 | 0.95 | 0 | 0 | 0 | 0 | 1.9 | 21 | 39.9 | 0.95
UT | heavy or residual fuel oil | Winter Peak | 0 | 0 | 0 | 0 | 0 | 0 | 0 | 0 | 0 | 0 | 0 | 0 | 0 | 0 | 0 | 0 | 0 | 0 | 0 | 0 | 0 | 0 | 0 | 0 | 0 | 20 | 0 | 0
UT | hydro | Winter | 0.25722 | 0.24887 | 0.2188 | 0.23889 | 0.24531 | 0.2402 | 0.22193 | 0.16842 | 0.16491 | 0.1694 | 0.17563 | 0.17563 | 0.17563 | 0.17447 | 0.17178 | 0.17332 | 0.2139 | 0.41759 | 0.534 | 0.55531 | 0.523 | 0.48523 | 0.42872 | 0.29833 | 6.6765 | 72 | 480.7064 | 0.55531
UT | hydro | Spring | 0.17532 | 0.16862 | 0.17154 | 0.17154 | 0.16549 | 0.18488 | 0.22738 | 0.21355 | 0.15428 | 0.15946 | 0.15428 | 0.15428 | 0.15386 | 0.15903 | 0.15946 | 0.16132 | 0.24651 | 0.43681 | 0.48874 | 0.47344 | 0.42368 | 0.35098 | 0.30037 | 0.23201 | 5.6868 | 66 | 375.3312 | 0.48874
UT | hydro | Summer | 0.22258 | 0.20973 | 0.2065 | 0.20312 | 0.21385 | 0.23841 | 0.22758 | 0.18373 | 0.16342 | 0.16421 | 0.16858 | 0.16934 | 0.16859 | 0.16859 | 0.17108 | 0.17743 | 0.25765 | 0.48384 | 0.5451 | 0.52267 | 0.49857 | 0.44245 | 0.37328 | 0.28413 | 6.4644 | 148 | 956.7328 | 0.5451
UT | hydro | Fall | 0.34449 | 0.28623 | 0.2531 | 0.22968 | 0.20682 | 0.21258 | 0.20656 | 0.1884 | 0.19458 | 0.1969 | 0.1969 | 0.19772 | 0.19999 | 0.20575 | 0.2334 | 0.26865 | 0.31742 | 0.46162 | 0.59766 | 0.5924 | 0.57705 | 0.56189 | 0.53925 | 0.45967 | 7.7287 | 38 | 293.6908 | 0.59766
UT | hydro | Summer Peak | 0.39983 | 0.26018 | 0.24558 | 0.22656 | 0.2299 | 0.22656 | 0.21053 | 0.20775 | 0.20775 | 0.21053 | 0.21053 | 0.21053 | 0.21053 | 0.2445 | 0.27921 | 0.29304 | 0.41425 | 0.54172 | 0.61052 | 0.6143 | 0.60807 | 0.59999 | 0.54059 | 0.42188 | 8.2248 | 21 | 172.7216 | 0.6143
UT | hydro | Winter Peak | 0.20517 | 0.19023 | 0.17795 | 0.1868 | 0.19941 | 0.24138 | 0.33287 | 0.31163 | 0.15006 | 0.15006 | 0.15006 | 0.15006 | 0.15006 | 0.15006 | 0.15006 | 0.15006 | 0.32715 | 0.57893 | 0.56994 | 0.56994 | 0.55421 | 0.47557 | 0.31775 | 0.22666 | 6.6661 | 20 | 133.3212 | 0.57893
UT | hydrogen combined cycle | Winter | 0.47091 | 0.4628 | 0.4613 | 0.46107 | 0.46345 | 0.47086 | 0.47776 | 0.46022 | 0.38417 | 0.35578 | 0.35464 | 0.35477 | 0.3526 | 0.3455 | 0.33917 | 0.35687 | 0.4742 | 0.49815 | 0.49968 | 0.49764 | 0.4962 | 0.49079 | 0.47899 | 0.47518 | 10.4827 | 72 | 754.755 | 0.49968
UT | hydrogen combined cycle | Spring | 0.16031 | 0.1586 | 0.15682 | 0.15682 | 0.15752 | 0.15915 | 0.13197 | 0.11256 | 0.11256 | 0.11256 | 0.11256 | 0.11373 | 0.11373 | 0.11373 | 0.11373 | 0.11373 | 0.12211 | 0.1617 | 0.19509 | 0.2096 | 0.20502 | 0.201 | 0.18433 | 0.1662 | 3.5451 | 66 | 233.9782 | 0.2096
UT | hydrogen combined cycle | Summer | 0.4881 | 0.48224 | 0.47732 | 0.47674 | 0.47697 | 0.47544 | 0.41855 | 0.34242 | 0.34461 | 0.36298 | 0.3946 | 0.41747 | 0.4247 | 0.43673 | 0.44499 | 0.45588 | 0.4761 | 0.4994 | 0.54012 | 0.58431 | 0.57253 | 0.56503 | 0.54684 | 0.50644 | 11.2105 | 148 | 1659.1602 | 0.58431
UT | hydrogen combined cycle | Fall | 0.61295 | 0.61223 | 0.61102 | 0.60791 | 0.6108 | 0.61295 | 0.59991 | 0.47658 | 0.41561 | 0.43342 | 0.45632 | 0.48062 | 0.49136 | 0.50086 | 0.50796 | 0.54427 | 0.6133 | 0.61366 | 0.61366 | 0.61366 | 0.61366 | 0.61366 | 0.61295 | 0.60934 | 13.4787 | 38 | 512.1906 | 0.61366
UT | hydrogen combined cycle | Summer Peak | 0.59616 | 0.59616 | 0.59616 | 0.59616 | 0.59616 | 0.59616 | 0.41613 | 0.41613 | 0.41613 | 0.41613 | 0.41613 | 0.41613 | 0.46276 | 0.55909 | 0.50939 | 0.59616 | 0.61798 | 0.61798 | 0.61798 | 0.61798 | 0.61798 | 0.61798 | 0.61798 | 0.61798 | 13.145 | 21 | 276.0449 | 0.61798
UT | hydrogen combined cycle | Winter Peak | 0.5743 | 0.5743 | 0.48623 | 0.48623 | 0.48623 | 0.5743 | 0.5743 | 0.48623 | 0.48623 | 0.41613 | 0.41613 | 0.41613 | 0.41613 | 0.41613 | 0.41613 | 0.41613 | 0.5743 | 0.5743 | 0.5743 | 0.5743 | 0.5743 | 0.5743 | 0.5743 | 0.5743 | 12.2357 | 20 | 244.7135 | 0.5743
UT | hydrogen ct | Winter | 0.15257 | 0.15257 | 0.15257 | 0.15257 | 0.15257 | 0.15257 | 0.15257 | 0.15257 | 0.15257 | 0.15257 | 0.15257 | 0.15257 | 0.15257 | 0.15257 | 0.15257 | 0.15257 | 0.15257 | 0.20221 | 0.54421 | 0.51637 | 0.25184 | 2.6439e-05 | 2.6439e-05 | 2.6439e-05 | 4.1084 | 72 | 295.8027 | 0.54421
UT | hydrogen ct | Spring | 2.6439e-05 | 2.6439e-05 | 2.6439e-05 | 2.6439e-05 | 2.6439e-05 | 2.6439e-05 | 2.6439e-05 | 2.6439e-05 | 2.6439e-05 | 2.6439e-05 | 2.6439e-05 | 2.6439e-05 | 2.6439e-05 | 2.6439e-05 | 2.6439e-05 | 2.6439e-05 | 2.6439e-05 | 2.6439e-05 | 0.38171 | 0.29058 | 2.6439e-05 | 2.6439e-05 | 2.6439e-05 | 2.6439e-05 | 0.67288 | 66 | 44.4098 | 0.38171
UT | hydrogen ct | Summer | 0.10575 | 0.10575 | 0.10575 | 0.10575 | 0.10575 | 0.10575 | 0.10575 | 0.10575 | 0.10575 | 0.10575 | 0.10575 | 0.10575 | 0.10575 | 0.10575 | 0.10575 | 0.10575 | 0.10575 | 0.31586 | 0.93604 | 0.80603 | 0.4952 | 0.22663 | 0.078212 | 0.078212 | 4.7339 | 148 | 700.6101 | 0.93604
UT | hydrogen ct | Fall | 0.39629 | 0.39629 | 0.39629 | 0.39629 | 0.39629 | 0.39629 | 0.39629 | 0.39629 | 0.39629 | 0.39629 | 0.39629 | 0.39629 | 0.39629 | 0.39629 | 0.39629 | 0.39629 | 0.39629 | 1 | 1 | 1 | 1 | 1 | 1 | 0.39629 | 13.1332 | 38 | 499.0633 | 1
UT | hydrogen ct | Summer Peak | 0.19408 | 0.19408 | 0.19408 | 0.19408 | 0.19408 | 0.19408 | 0.19408 | 0.19408 | 0.19408 | 0.19408 | 0.19408 | 0.19408 | 0.19408 | 0.19408 | 0.19408 | 0.19408 | 0.19408 | 0.52303 | 1 | 1 | 1 | 1 | 1 | 0.91113 | 9.7335 | 21 | 204.4025 | 1
UT | hydrogen ct | Winter Peak | 2.6439e-05 | 2.6439e-05 | 2.6439e-05 | 2.6439e-05 | 2.6439e-05 | 2.6439e-05 | 2.6439e-05 | 2.6439e-05 | 2.6439e-05 | 2.6439e-05 | 2.6439e-05 | 2.6439e-05 | 2.6439e-05 | 2.6439e-05 | 2.6439e-05 | 2.6439e-05 | 2.6439e-05 | 2.6439e-05 | 0.97521 | 0.67448 | 2.6439e-05 | 2.6439e-05 | 2.6439e-05 | 2.6439e-05 | 1.6503 | 20 | 33.0053 | 0.97521
UT | lignite ccs | Winter | 0.8 | 0.8 | 0.8 | 0.8 | 0.8 | 0.8 | 0.8 | 0.8 | 0.8 | 0.8 | 0.8 | 0.8 | 0.8 | 0.8 | 0.8 | 0.8 | 0.8 | 0.8 | 0.8 | 0.8 | 0.8 | 0.8 | 0.8 | 0.8 | 19.2 | 72 | 1382.4 | 0.8
UT | lignite ccs | Spring | 0.8 | 0.8 | 0.8 | 0.8 | 0.8 | 0.8 | 0.8 | 0.8 | 0.8 | 0.8 | 0.8 | 0.8 | 0.8 | 0.8 | 0.8 | 0.8 | 0.8 | 0.8 | 0.8 | 0.8 | 0.8 | 0.8 | 0.8 | 0.8 | 19.2 | 66 | 1267.2 | 0.8
UT | lignite ccs | Summer | 0.8 | 0.8 | 0.8 | 0.8 | 0.8 | 0.8 | 0.8 | 0.8 | 0.8 | 0.8 | 0.8 | 0.8 | 0.8 | 0.8 | 0.8 | 0.8 | 0.8 | 0.8 | 0.8 | 0.8 | 0.8 | 0.8 | 0.8 | 0.8 | 19.2 | 148 | 2841.6 | 0.8
UT | lignite ccs | Fall | 0.8 | 0.8 | 0.8 | 0.8 | 0.8 | 0.8 | 0.8 | 0.8 | 0.8 | 0.8 | 0.8 | 0.8 | 0.8 | 0.8 | 0.8 | 0.8 | 0.8 | 0.8 | 0.8 | 0.8 | 0.8 | 0.8 | 0.8 | 0.8 | 19.2 | 38 | 729.6 | 0.8
UT | lignite ccs | Summer Peak | 0.8 | 0.8 | 0.8 | 0.8 | 0.8 | 0.8 | 0.8 | 0.8 | 0.8 | 0.8 | 0.8 | 0.8 | 0.8 | 0.8 | 0.8 | 0.8 | 0.8 | 0.8 | 0.8 | 0.8 | 0.8 | 0.8 | 0.8 | 0.8 | 19.2 | 21 | 403.2 | 0.8
UT | lignite ccs | Winter Peak | 0.8 | 0.8 | 0.8 | 0.8 | 0.8 | 0.8 | 0.8 | 0.8 | 0.8 | 0.8 | 0.8 | 0.8 | 0.8 | 0.8 | 0.8 | 0.8 | 0.8 | 0.8 | 0.8 | 0.8 | 0.8 | 0.8 | 0.8 | 0.8 | 19.2 | 20 | 384 | 0.8
UT | lignite | Winter | 0.638 | 0.638 | 0.638 | 0.638 | 0.638 | 0.638 | 0.638 | 0.638 | 0.638 | 0.638 | 0.638 | 0.638 | 0.638 | 0.638 | 0.638 | 0.638 | 0.638 | 0.638 | 0.638 | 0.638 | 0.638 | 0.638 | 0.638 | 0.638 | 15.312 | 72 | 1102.464 | 0.638
UT | lignite | Spring | 0.638 | 0.638 | 0.638 | 0.638 | 0.638 | 0.638 | 0.638 | 0.638 | 0.638 | 0.638 | 0.638 | 0.638 | 0.638 | 0.638 | 0.638 | 0.638 | 0.638 | 0.638 | 0.638 | 0.638 | 0.638 | 0.638 | 0.638 | 0.638 | 15.312 | 66 | 1010.592 | 0.638
UT | lignite | Summer | 0.638 | 0.638 | 0.638 | 0.638 | 0.638 | 0.638 | 0.638 | 0.638 | 0.638 | 0.638 | 0.638 | 0.638 | 0.638 | 0.638 | 0.638 | 0.638 | 0.638 | 0.638 | 0.638 | 0.638 | 0.638 | 0.638 | 0.638 | 0.638 | 15.312 | 148 | 2266.176 | 0.638
UT | lignite | Fall | 0.638 | 0.638 | 0.638 | 0.638 | 0.638 | 0.638 | 0.638 | 0.638 | 0.638 | 0.638 | 0.638 | 0.638 | 0.638 | 0.638 | 0.638 | 0.638 | 0.638 | 0.638 | 0.638 | 0.638 | 0.638 | 0.638 | 0.638 | 0.638 | 15.312 | 38 | 581.856 | 0.638
UT | lignite | Summer Peak | 0.638 | 0.638 | 0.638 | 0.638 | 0.638 | 0.638 | 0.638 | 0.638 | 0.638 | 0.638 | 0.638 | 0.638 | 0.638 | 0.638 | 0.638 | 0.638 | 0.638 | 0.638 | 0.638 | 0.638 | 0.638 | 0.638 | 0.638 | 0.638 | 15.312 | 21 | 321.552 | 0.638
UT | lignite | Winter Peak | 0.638 | 0.638 | 0.638 | 0.638 | 0.638 | 0.638 | 0.638 | 0.638 | 0.638 | 0.638 | 0.638 | 0.638 | 0.638 | 0.638 | 0.638 | 0.638 | 0.638 | 0.638 | 0.638 | 0.638 | 0.638 | 0.638 | 0.638 | 0.638 | 15.312 | 20 | 306.24 | 0.638
UT | municipal solid waste | Winter | 0.75716 | 0.75716 | 0.75716 | 0.75716 | 0.75716 | 0.75716 | 0.75716 | 0.75716 | 0.74399 | 0.73994 | 0.73994 | 0.73994 | 0.73994 | 0.73994 | 0.73994 | 0.73994 | 0.75057 | 0.75716 | 0.75716 | 0.75716 | 0.75716 | 0.75716 | 0.75716 | 0.75716 | 18.0315 | 72 | 1298.2688 | 0.75716
UT | municipal solid waste | Spring | 0.75716 | 0.75716 | 0.75716 | 0.75716 | 0.75716 | 0.75716 | 0.75209 | 0.58749 | 0.52988 | 0.49823 | 0.49317 | 0.49317 | 0.49317 | 0.49317 | 0.51153 | 0.54128 | 0.66283 | 0.75716 | 0.75716 | 0.75716 | 0.75716 | 0.75716 | 0.75716 | 0.75716 | 15.8991 | 66 | 1049.3379 | 0.75716
UT | municipal solid waste | Summer | 0.75716 | 0.75716 | 0.75716 | 0.75716 | 0.75716 | 0.75716 | 0.7431 | 0.72904 | 0.72904 | 0.72904 | 0.72904 | 0.72904 | 0.72904 | 0.7344 | 0.7344 | 0.7431 | 0.7518 | 0.75716 | 0.75716 | 0.75716 | 0.75716 | 0.75716 | 0.75716 | 0.75716 | 17.9241 | 148 | 2652.7669 | 0.75716
UT | municipal solid waste | Fall | 0.75716 | 0.75716 | 0.75716 | 0.75716 | 0.75716 | 0.75716 | 0.75716 | 0.74952 | 0.74188 | 0.74188 | 0.74188 | 0.74188 | 0.74188 | 0.74188 | 0.74952 | 0.74952 | 0.75716 | 0.75716 | 0.75716 | 0.75716 | 0.75716 | 0.75716 | 0.75716 | 0.75716 | 18.0572 | 38 | 686.1745 | 0.75716
UT | municipal solid waste | Summer Peak | 0.75716 | 0.75716 | 0.75716 | 0.75716 | 0.75716 | 0.75716 | 0.75716 | 0.75716 | 0.75716 | 0.75716 | 0.75716 | 0.75716 | 0.75716 | 0.75716 | 0.75716 | 0.75716 | 0.75716 | 0.75716 | 0.75716 | 0.75716 | 0.75716 | 0.75716 | 0.75716 | 0.75716 | 18.1718 | 21 | 381.6078 | 0.75716
UT | municipal solid waste | Winter Peak | 0.75716 | 0.75716 | 0.75716 | 0.75716 | 0.75716 | 0.75716 | 0.75716 | 0.75716 | 0.75716 | 0.75716 | 0.75716 | 0.75716 | 0.75716 | 0.75716 | 0.75716 | 0.75716 | 0.75716 | 0.75716 | 0.75716 | 0.75716 | 0.75716 | 0.75716 | 0.75716 | 0.75716 | 18.1718 | 20 | 363.436 | 0.75716
UT | natural gas peaker | Winter | 0.15257 | 0.15257 | 0.15257 | 0.15257 | 0.15257 | 0.15257 | 0.15257 | 0.15257 | 0.15257 | 0.15257 | 0.15257 | 0.15257 | 0.15257 | 0.15257 | 0.15257 | 0.15257 | 0.15257 | 0.20221 | 0.54421 | 0.51637 | 0.25184 | 2.6439e-05 | 2.6439e-05 | 2.6439e-05 | 4.1084 | 72 | 295.8027 | 0.54421
UT | natural gas peaker | Spring | 2.6439e-05 | 2.6439e-05 | 2.6439e-05 | 2.6439e-05 | 2.6439e-05 | 2.6439e-05 | 2.6439e-05 | 2.6439e-05 | 2.6439e-05 | 2.6439e-05 | 2.6439e-05 | 2.6439e-05 | 2.6439e-05 | 2.6439e-05 | 2.6439e-05 | 2.6439e-05 | 2.6439e-05 | 2.6439e-05 | 0.38171 | 0.29058 | 2.6439e-05 | 2.6439e-05 | 2.6439e-05 | 2.6439e-05 | 0.67288 | 66 | 44.4098 | 0.38171
UT | natural gas peaker | Summer | 0.10575 | 0.10575 | 0.10575 | 0.10575 | 0.10575 | 0.10575 | 0.10575 | 0.10575 | 0.10575 | 0.10575 | 0.10575 | 0.10575 | 0.10575 | 0.10575 | 0.10575 | 0.10575 | 0.10575 | 0.31586 | 0.93604 | 0.80603 | 0.4952 | 0.22663 | 0.078212 | 0.078212 | 4.7339 | 148 | 700.6101 | 0.93604
UT | natural gas peaker | Fall | 0.39629 | 0.39629 | 0.39629 | 0.39629 | 0.39629 | 0.39629 | 0.39629 | 0.39629 | 0.39629 | 0.39629 | 0.39629 | 0.39629 | 0.39629 | 0.39629 | 0.39629 | 0.39629 | 0.39629 | 1 | 1 | 1 | 1 | 1 | 1 | 0.39629 | 13.1332 | 38 | 499.0633 | 1
UT | natural gas peaker | Summer Peak | 0.19408 | 0.19408 | 0.19408 | 0.19408 | 0.19408 | 0.19408 | 0.19408 | 0.19408 | 0.19408 | 0.19408 | 0.19408 | 0.19408 | 0.19408 | 0.19408 | 0.19408 | 0.19408 | 0.19408 | 0.52303 | 1 | 1 | 1 | 1 | 1 | 0.91113 | 9.7335 | 21 | 204.4025 | 1
UT | natural gas peaker | Winter Peak | 2.6439e-05 | 2.6439e-05 | 2.6439e-05 | 2.6439e-05 | 2.6439e-05 | 2.6439e-05 | 2.6439e-05 | 2.6439e-05 | 2.6439e-05 | 2.6439e-05 | 2.6439e-05 | 2.6439e-05 | 2.6439e-05 | 2.6439e-05 | 2.6439e-05 | 2.6439e-05 | 2.6439e-05 | 2.6439e-05 | 0.97521 | 0.67448 | 2.6439e-05 | 2.6439e-05 | 2.6439e-05 | 2.6439e-05 | 1.6503 | 20 | 33.0053 | 0.97521
UT | nuclear | Winter | 0.909 | 0.909 | 0.909 | 0.909 | 0.909 | 0.909 | 0.909 | 0.909 | 0.909 | 0.909 | 0.909 | 0.909 | 0.909 | 0.909 | 0.909 | 0.909 | 0.909 | 0.909 | 0.909 | 0.909 | 0.909 | 0.909 | 0.909 | 0.909 | 21.816 | 72 | 1570.752 | 0.909
UT | nuclear | Spring | 0.909 | 0.909 | 0.909 | 0.909 | 0.909 | 0.909 | 0.909 | 0.909 | 0.909 | 0.909 | 0.909 | 0.909 | 0.909 | 0.909 | 0.909 | 0.909 | 0.909 | 0.909 | 0.909 | 0.909 | 0.909 | 0.909 | 0.909 | 0.909 | 21.816 | 66 | 1439.856 | 0.909
UT | nuclear | Summer | 0.909 | 0.909 | 0.909 | 0.909 | 0.909 | 0.909 | 0.909 | 0.909 | 0.909 | 0.909 | 0.909 | 0.909 | 0.909 | 0.909 | 0.909 | 0.909 | 0.909 | 0.909 | 0.909 | 0.909 | 0.909 | 0.909 | 0.909 | 0.909 | 21.816 | 148 | 3228.768 | 0.909
UT | nuclear | Fall | 0.909 | 0.909 | 0.909 | 0.909 | 0.909 | 0.909 | 0.909 | 0.909 | 0.909 | 0.909 | 0.909 | 0.909 | 0.909 | 0.909 | 0.909 | 0.909 | 0.909 | 0.909 | 0.909 | 0.909 | 0.909 | 0.909 | 0.909 | 0.909 | 21.816 | 38 | 829.008 | 0.909
UT | nuclear | Summer Peak | 0.909 | 0.909 | 0.909 | 0.909 | 0.909 | 0.909 | 0.909 | 0.909 | 0.909 | 0.909 | 0.909 | 0.909 | 0.909 | 0.909 | 0.909 | 0.909 | 0.909 | 0.909 | 0.909 | 0.909 | 0.909 | 0.909 | 0.909 | 0.909 | 21.816 | 21 | 458.136 | 0.909
UT | nuclear | Winter Peak | 0.909 | 0.909 | 0.909 | 0.909 | 0.909 | 0.909 | 0.909 | 0.909 | 0.909 | 0.909 | 0.909 | 0.909 | 0.909 | 0.909 | 0.909 | 0.909 | 0.909 | 0.909 | 0.909 | 0.909 | 0.909 | 0.909 | 0.909 | 0.909 | 21.816 | 20 | 436.32 | 0.909
UT | offshore wind | Winter | 0.46443 | 0.45992 | 0.45727 | 0.45474 | 0.45516 | 0.45685 | 0.4636 | 0.46791 | 0.4694 | 0.45424 | 0.43354 | 0.41557 | 0.40377 | 0.40195 | 0.40402 | 0.41238 | 0.43217 | 0.4554 | 0.46733 | 0.47615 | 0.47623 | 0.47516 | 0.4728 | 0.46269 | 10.7927 | 72 | 777.0723 | 0.47623
UT | offshore wind | Spring | 0.44472 | 0.43504 | 0.43018 | 0.42314 | 0.4119 | 0.39669 | 0.38665 | 0.37127 | 0.3456 | 0.32681 | 0.31325 | 0.30347 | 0.30782 | 0.31905 | 0.3249 | 0.33608 | 0.35787 | 0.38535 | 0.40885 | 0.43556 | 0.4543 | 0.45487 | 0.45932 | 0.45564 | 9.2883 | 66 | 613.028 | 0.45932
UT | offshore wind | Summer | 0.29579 | 0.29847 | 0.30597 | 0.30345 | 0.29535 | 0.28342 | 0.26475 | 0.2422 | 0.22206 | 0.20241 | 0.19524 | 0.19529 | 0.18752 | 0.18489 | 0.19048 | 0.20361 | 0.22529 | 0.23974 | 0.25315 | 0.27718 | 0.27417 | 0.27389 | 0.27991 | 0.28922 | 5.9834 | 148 | 885.5455 | 0.30597
UT | offshore wind | Fall | 0.39945 | 0.40031 | 0.39867 | 0.39313 | 0.39477 | 0.39571 | 0.40203 | 0.40656 | 0.40312 | 0.39165 | 0.37299 | 0.36042 | 0.35176 | 0.34653 | 0.3498 | 0.3612 | 0.374 | 0.39329 | 0.40898 | 0.43052 | 0.45652 | 0.45589 | 0.44863 | 0.43021 | 9.5262 | 38 | 361.9938 | 0.45652
UT | offshore wind | Summer Peak | 0.16667 | 0.16571 | 0.12286 | 0.074286 | 0.060952 | 0.068571 | 0.075238 | 0.080952 | 0.069524 | 0.059048 | 0.052381 | 0.045714 | 0.039048 | 0.044762 | 0.049524 | 0.052381 | 0.053333 | 0.04381 | 0.046667 | 0.058095 | 0.06381 | 0.057143 | 0.049524 | 0.040952 | 1.641 | 21 | 34.46 | 0.16667
UT | offshore wind | Winter Peak | 0.47714 | 0.49143 | 0.51333 | 0.5381 | 0.54095 | 0.57333 | 0.60476 | 0.64 | 0.63619 | 0.61238 | 0.60095 | 0.59048 | 0.59333 | 0.60476 | 0.62095 | 0.63238 | 0.65619 | 0.66762 | 0.62381 | 0.58952 | 0.57143 | 0.55333 | 0.50381 | 0.45143 | 13.8876 | 20 | 277.7524 | 0.66762
UT | onshore wind | Winter | 0.25579 | 0.25205 | 0.2496 | 0.24473 | 0.24092 | 0.23682 | 0.21923 | 0.20771 | 0.2065 | 0.20962 | 0.21296 | 0.21814 | 0.22512 | 0.23286 | 0.23703 | 0.24215 | 0.2475 | 0.25649 | 0.2652 | 0.27271 | 0.26584 | 0.25898 | 0.25452 | 0.24892 | 5.7614 | 72 | 414.8189 | 0.27271
UT | onshore wind | Spring | 0.3154 | 0.30876 | 0.3018 | 0.29723 | 0.29128 | 0.28772 | 0.28583 | 0.28078 | 0.2704 | 0.26124 | 0.26283 | 0.27113 | 0.28074 | 0.29154 | 0.30031 | 0.29936 | 0.3106 | 0.31868 | 0.31095 | 0.3048 | 0.30027 | 0.29408 | 0.29197 | 0.29616 | 7.0339 | 66 | 464.2354 | 0.31868
UT | onshore wind | Summer | 0.21413 | 0.20842 | 0.20458 | 0.20205 | 0.20107 | 0.20067 | 0.19267 | 0.18082 | 0.17571 | 0.17864 | 0.18955 | 0.20154 | 0.21524 | 0.23035 | 0.24198 | 0.24715 | 0.25031 | 0.25166 | 0.25465 | 0.26182 | 0.25554 | 0.2482 | 0.24449 | 0.23944 | 5.2907 | 148 | 783.0256 | 0.26182
UT | onshore wind | Fall | 0.22325 | 0.21622 | 0.20318 | 0.19363 | 0.18505 | 0.17732 | 0.15178 | 0.13553 | 0.13618 | 0.13813 | 0.14101 | 0.15316 | 0.16925 | 0.18652 | 0.20166 | 0.20732 | 0.21334 | 0.20761 | 0.20195 | 0.21087 | 0.20242 | 0.18633 | 0.18366 | 0.18361 | 4.409 | 38 | 167.5408 | 0.22325
UT | onshore wind | Summer Peak | 0.15455 | 0.14686 | 0.14828 | 0.14633 | 0.14516 | 0.13716 | 0.10825 | 0.095956 | 0.10025 | 0.10534 | 0.11075 | 0.13204 | 0.15817 | 0.18667 | 0.20981 | 0.21604 | 0.20422 | 0.19075 | 0.19455 | 0.18595 | 0.17059 | 0.16057 | 0.17644 | 0.17824 | 3.7629 | 21 | 79.0212 | 0.21604
UT | onshore wind | Winter Peak | 0.14852 | 0.14699 | 0.14457 | 0.14399 | 0.14423 | 0.14387 | 0.14254 | 0.14034 | 0.12982 | 0.11188 | 0.10441 | 0.10706 | 0.11322 | 0.12036 | 0.12612 | 0.1341 | 0.15414 | 0.17099 | 0.1782 | 0.17959 | 0.18227 | 0.18108 | 0.18102 | 0.18279 | 3.5121 | 20 | 70.242 | 0.18279
UT | petroleum | Winter | 0.15257 | 0.15257 | 0.15257 | 0.15257 | 0.15257 | 0.15257 | 0.15257 | 0.15257 | 0.15257 | 0.15257 | 0.15257 | 0.15257 | 0.15257 | 0.15257 | 0.15257 | 0.15257 | 0.15257 | 0.20221 | 0.54421 | 0.51637 | 0.25184 | 2.6439e-05 | 2.6439e-05 | 2.6439e-05 | 4.1084 | 72 | 295.8027 | 0.54421
UT | petroleum | Spring | 2.6439e-05 | 2.6439e-05 | 2.6439e-05 | 2.6439e-05 | 2.6439e-05 | 2.6439e-05 | 2.6439e-05 | 2.6439e-05 | 2.6439e-05 | 2.6439e-05 | 2.6439e-05 | 2.6439e-05 | 2.6439e-05 | 2.6439e-05 | 2.6439e-05 | 2.6439e-05 | 2.6439e-05 | 2.6439e-05 | 0.38171 | 0.29058 | 2.6439e-05 | 2.6439e-05 | 2.6439e-05 | 2.6439e-05 | 0.67288 | 66 | 44.4098 | 0.38171
UT | petroleum | Summer | 0.10575 | 0.10575 | 0.10575 | 0.10575 | 0.10575 | 0.10575 | 0.10575 | 0.10575 | 0.10575 | 0.10575 | 0.10575 | 0.10575 | 0.10575 | 0.10575 | 0.10575 | 0.10575 | 0.10575 | 0.31586 | 0.93604 | 0.80603 | 0.4952 | 0.22663 | 0.078212 | 0.078212 | 4.7339 | 148 | 700.6101 | 0.93604
UT | petroleum | Fall | 0.39629 | 0.39629 | 0.39629 | 0.39629 | 0.39629 | 0.39629 | 0.39629 | 0.39629 | 0.39629 | 0.39629 | 0.39629 | 0.39629 | 0.39629 | 0.39629 | 0.39629 | 0.39629 | 0.39629 | 1 | 1 | 1 | 1 | 1 | 1 | 0.39629 | 13.1332 | 38 | 499.0633 | 1
UT | petroleum | Summer Peak | 0.19408 | 0.19408 | 0.19408 | 0.19408 | 0.19408 | 0.19408 | 0.19408 | 0.19408 | 0.19408 | 0.19408 | 0.19408 | 0.19408 | 0.19408 | 0.19408 | 0.19408 | 0.19408 | 0.19408 | 0.52303 | 1 | 1 | 1 | 1 | 1 | 0.91113 | 9.7335 | 21 | 204.4025 | 1
UT | petroleum | Winter Peak | 2.6439e-05 | 2.6439e-05 | 2.6439e-05 | 2.6439e-05 | 2.6439e-05 | 2.6439e-05 | 2.6439e-05 | 2.6439e-05 | 2.6439e-05 | 2.6439e-05 | 2.6439e-05 | 2.6439e-05 | 2.6439e-05 | 2.6439e-05 | 2.6439e-05 | 2.6439e-05 | 2.6439e-05 | 2.6439e-05 | 0.97521 | 0.67448 | 2.6439e-05 | 2.6439e-05 | 2.6439e-05 | 2.6439e-05 | 1.6503 | 20 | 33.0053 | 0.97521
UT | pumped hydro | Winter | 0.050786 | 0.031782 | 0.011015 | 0.0036035 | 0.0015851 | 0.005556 | 0.040084 | 0.033931 | 0.015151 | 0.0089085 | 0.0017651 | 0.0025064 | 0.0017282 | 0.0011129 | 0.0006206 | 0.00067935 | 0.0057153 | 0.12696 | 0.27549 | 0.26941 | 0.19322 | 0.12361 | 0.087958 | 0.059443 | 1.3526 | 72 | 97.3888 | 0.27549
UT | pumped hydro | Spring | 0.13406 | 0.089046 | 0.043601 | 0.027674 | 0.022308 | 0.021574 | 0.03002 | 0.021769 | 0.01624 | 0.0019417 | 0.0019339 | 0.0016268 | 0.0017358 | 0.0033852 | 0.0067275 | 0.010701 | 0.041979 | 0.14699 | 0.34078 | 0.37694 | 0.3594 | 0.20445 | 0.15713 | 0.1425 | 2.2045 | 66 | 145.4976 | 0.37694
UT | pumped hydro | Summer | 0.088023 | 0.039339 | 0.016514 | 0.0093124 | 0.0054294 | 0.0038308 | 0.0031176 | 0.0012654 | 0.00015248 | 2.3472e-05 | 0.00083549 | 0.022595 | 0.10315 | 0.18902 | 0.2678 | 0.35551 | 0.45477 | 0.53128 | 0.58425 | 0.58312 | 0.54844 | 0.32976 | 0.16117 | 0.12689 | 4.4256 | 148 | 654.989 | 0.58425
UT | pumped hydro | Fall | 0.087977 | 0.062359 | 0.024155 | 0.0062008 | 0.0025893 | 0.0017164 | 0.0023704 | 0.0063496 | 0.0078345 | 0.00033795 | 0.00071655 | 0.00089718 | 0.0046131 | 0.012083 | 0.021131 | 0.03584 | 0.098139 | 0.31041 | 0.39754 | 0.41951 | 0.24537 | 0.15513 | 0.1382 | 0.11573 | 2.1572 | 38 | 81.9737 | 0.41951
UT | pumped hydro | Summer Peak | 0.13154 | 0.040447 | 0 | 0 | 0 | 0 | 0 | 0 | 0 | 0.00043189 | 0.0018473 | 0.083516 | 0.34412 | 0.45311 | 0.54917 | 0.60615 | 0.63472 | 0.64234 | 0.639 | 0.63262 | 0.72697 | 0.67088 | 0.19429 | 0.14993 | 6.5011 | 21 | 136.5226 | 0.72697
UT | pumped hydro | Winter Peak | 0.0047638 | 0.0026573 | 0.0018473 | 0.0018473 | 0 | 0.094888 | 0.19155 | 0.14615 | 0.0043146 | 0.012964 | 0.003345 | 0.0052486 | 0.0036945 | 0 | 0 | 0 | 0.0048896 | 0.20752 | 0.3746 | 0.38504 | 0.33367 | 0.19894 | 0.069298 | 0.020111 | 2.0674 | 20 | 41.3471 | 0.38504
UT | smr | Winter | 0.9 | 0.9 | 0.9 | 0.9 | 0.9 | 0.9 | 0.9 | 0.9 | 0.9 | 0.9 | 0.9 | 0.9 | 0.9 | 0.9 | 0.9 | 0.9 | 0.9 | 0.9 | 0.9 | 0.9 | 0.9 | 0.9 | 0.9 | 0.9 | 21.6 | 72 | 1555.2 | 0.9
UT | smr | Spring | 0.9 | 0.9 | 0.9 | 0.9 | 0.9 | 0.9 | 0.9 | 0.9 | 0.9 | 0.9 | 0.9 | 0.9 | 0.9 | 0.9 | 0.9 | 0.9 | 0.9 | 0.9 | 0.9 | 0.9 | 0.9 | 0.9 | 0.9 | 0.9 | 21.6 | 66 | 1425.6 | 0.9
UT | smr | Summer | 0.9 | 0.9 | 0.9 | 0.9 | 0.9 | 0.9 | 0.9 | 0.9 | 0.9 | 0.9 | 0.9 | 0.9 | 0.9 | 0.9 | 0.9 | 0.9 | 0.9 | 0.9 | 0.9 | 0.9 | 0.9 | 0.9 | 0.9 | 0.9 | 21.6 | 148 | 3196.8 | 0.9
UT | smr | Fall | 0.9 | 0.9 | 0.9 | 0.9 | 0.9 | 0.9 | 0.9 | 0.9 | 0.9 | 0.9 | 0.9 | 0.9 | 0.9 | 0.9 | 0.9 | 0.9 | 0.9 | 0.9 | 0.9 | 0.9 | 0.9 | 0.9 | 0.9 | 0.9 | 21.6 | 38 | 820.8 | 0.9
UT | smr | Summer Peak | 0.9 | 0.9 | 0.9 | 0.9 | 0.9 | 0.9 | 0.9 | 0.9 | 0.9 | 0.9 | 0.9 | 0.9 | 0.9 | 0.9 | 0.9 | 0.9 | 0.9 | 0.9 | 0.9 | 0.9 | 0.9 | 0.9 | 0.9 | 0.9 | 21.6 | 21 | 453.6 | 0.9
UT | smr | Winter Peak | 0.9 | 0.9 | 0.9 | 0.9 | 0.9 | 0.9 | 0.9 | 0.9 | 0.9 | 0.9 | 0.9 | 0.9 | 0.9 | 0.9 | 0.9 | 0.9 | 0.9 | 0.9 | 0.9 | 0.9 | 0.9 | 0.9 | 0.9 | 0.9 | 21.6 | 20 | 432 | 0.9
UT | solar pv dist | Winter | 0 | 0 | 0 | 0 | 0.00027369 | 0.011178 | 0.23504 | 0.41069 | 0.48321 | 0.49743 | 0.48743 | 0.47307 | 0.47615 | 0.5807 | 0.56417 | 0.53707 | 0.38593 | 0.20541 | 0.031203 | 0 | 0 | 0 | 0 | 0 | 5.379 | 72 | 387.2848 | 0.5807
UT | solar pv dist | Spring | 0 | 0 | 0 | 0 | 0 | 5.9714e-05 | 0.014199 | 0.080777 | 0.19305 | 0.26668 | 0.27866 | 0.2752 | 0.25387 | 0.34386 | 0.32454 | 0.22902 | 0.094369 | 0.035313 | 1.5714e-05 | 0 | 0 | 0 | 0 | 0 | 2.3896 | 66 | 157.7142 | 0.34386
UT | solar pv dist | Summer | 0 | 0 | 0 | 0 | 0.00016258 | 0.0067722 | 0.15852 | 0.32315 | 0.43159 | 0.45071 | 0.43516 | 0.43139 | 0.43353 | 0.53211 | 0.51823 | 0.45593 | 0.2716 | 0.13334 | 0.017435 | 0 | 0 | 0 | 0 | 0 | 4.5996 | 148 | 680.7418 | 0.53211
UT | solar pv dist | Fall | 0 | 0 | 0 | 0 | 0.00032206 | 0.013324 | 0.25226 | 0.38711 | 0.42652 | 0.46083 | 0.47332 | 0.48981 | 0.49807 | 0.5736 | 0.53721 | 0.51366 | 0.42194 | 0.22776 | 0.050132 | 0 | 0 | 0 | 0 | 0 | 5.3259 | 38 | 202.3825 | 0.5736
UT | solar pv dist | Summer Peak | 0 | 0 | 0 | 0 | 0.00018767 | 0.013769 | 0.25302 | 0.37312 | 0.44924 | 0.47905 | 0.489 | 0.45004 | 0.44379 | 0.55699 | 0.48053 | 0.40951 | 0.35318 | 0.15909 | 0.035727 | 0 | 0 | 0 | 0 | 0 | 4.9462 | 21 | 103.8712 | 0.55699
UT | solar pv dist | Winter Peak | 0 | 0 | 0 | 0 | 0 | 0 | 3.1114e-05 | 0.097013 | 0.28275 | 0.35948 | 0.3277 | 0.32861 | 0.33136 | 0.44076 | 0.43119 | 0.3103 | 0.074404 | 0 | 0 | 0 | 0 | 0 | 0 | 0 | 2.9836 | 20 | 59.6721 | 0.44076
UT | solar pv | Winter | 0 | 0 | 0 | 0 | 2.7066e-05 | 0.088656 | 0.34363 | 0.61063 | 0.72565 | 0.74915 | 0.73967 | 0.72912 | 0.72833 | 0.73467 | 0.73363 | 0.68886 | 0.51595 | 0.2287 | 0.035902 | 0 | 0 | 0 | 0 | 0 | 7.6526 | 72 | 550.9857 | 0.74915
UT | solar pv | Spring | 0 | 0 | 0 | 0 | 0 | 0.00023405 | 0.016752 | 0.13063 | 0.317 | 0.37588 | 0.40349 | 0.41363 | 0.39515 | 0.38983 | 0.3649 | 0.26068 | 0.088626 | 0.0081062 | 7.2016e-07 | 0 | 0 | 0 | 0 | 0 | 3.1649 | 66 | 208.8838 | 0.41363
UT | solar pv | Summer | 0 | 0 | 0 | 0 | 1.4773e-05 | 0.051202 | 0.23362 | 0.5021 | 0.66643 | 0.69458 | 0.67889 | 0.65988 | 0.65578 | 0.66554 | 0.66203 | 0.5837 | 0.36632 | 0.13819 | 0.018981 | 0 | 0 | 0 | 0 | 0 | 6.5773 | 148 | 973.4361 | 0.69458
UT | solar pv | Fall | 0 | 0 | 0 | 0 | 3.2521e-05 | 0.099486 | 0.35889 | 0.55899 | 0.65667 | 0.69286 | 0.70537 | 0.69712 | 0.69398 | 0.70064 | 0.67648 | 0.60654 | 0.50362 | 0.28146 | 0.064621 | 0 | 0 | 0 | 0 | 0 | 7.2968 | 38 | 277.2772 | 0.70537
UT | solar pv | Summer Peak | 0 | 0 | 0 | 0 | 4.5267e-06 | 0.11001 | 0.39783 | 0.58954 | 0.67035 | 0.69445 | 0.68418 | 0.6975 | 0.67656 | 0.60471 | 0.52648 | 0.47156 | 0.40359 | 0.23651 | 0.051016 | 0 | 0 | 0 | 0 | 0 | 6.8143 | 21 | 143.0999 | 0.6975
UT | solar pv | Winter Peak | 0 | 0 | 0 | 0 | 0 | 0 | 0 | 0.12773 | 0.42419 | 0.53353 | 0.52619 | 0.50224 | 0.50115 | 0.53564 | 0.53561 | 0.38269 | 0.068304 | 0 | 0 | 0 | 0 | 0 | 0 | 0 | 4.1373 | 20 | 82.7452 | 0.53564
UT | solar thermal | Winter | 0 | 0 | 0 | 0 | 0 | 0 | 0 | 0 | 0 | 0.08597 | 0.37963 | 0.49887 | 0.49723 | 0.48344 | 0.47116 | 0.48279 | 0.49202 | 0.44649 | 0.21282 | 0.015243 | 0 | 0 | 0 | 0 | 4.0657 | 72 | 292.7279 | 0.49887
UT | solar thermal | Spring | 0 | 0 | 0 | 0 | 0 | 0 | 0 | 0.0076376 | 0.18687 | 0.48014 | 0.63047 | 0.67382 | 0.67706 | 0.67418 | 0.66674 | 0.6665 | 0.66683 | 0.64842 | 0.56803 | 0.30656 | 0.039289 | 0 | 0 | 0 | 6.8926 | 66 | 454.9092 | 0.67706
UT | solar thermal | Summer | 0 | 0 | 0 | 0 | 0 | 0 | 0 | 0.024165 | 0.27576 | 0.51489 | 0.59949 | 0.63012 | 0.63917 | 0.63842 | 0.63267 | 0.62353 | 0.61338 | 0.59439 | 0.54207 | 0.40006 | 0.11962 | 2.6056e-06 | 0 | 0 | 6.8477 | 148 | 1013.463 | 0.63917
UT | solar thermal | Fall | 0 | 0 | 0 | 0 | 0 | 0 | 0 | 0 | 0.054994 | 0.36422 | 0.55217 | 0.58569 | 0.57826 | 0.56812 | 0.56341 | 0.56827 | 0.56955 | 0.52878 | 0.35579 | 0.077412 | 3.2207e-05 | 0 | 0 | 0 | 5.3667 | 38 | 203.9344 | 0.58569
UT | solar thermal | Summer Peak | 0 | 0 | 0 | 0 | 0 | 0 | 0 | 0.027732 | 0.38084 | 0.62249 | 0.69231 | 0.71807 | 0.7248 | 0.72465 | 0.72329 | 0.72571 | 0.72389 | 0.71218 | 0.67311 | 0.55977 | 0.22117 | 0 | 0 | 0 | 8.23 | 21 | 172.8303 | 0.72571
UT | solar thermal | Winter Peak | 0 | 0 | 0 | 0 | 0 | 0 | 0 | 0 | 0 | 0.0026447 | 0.27588 | 0.35613 | 0.39021 | 0.41121 | 0.42512 | 0.48557 | 0.52766 | 0.49305 | 0.19344 | 0 | 0 | 0 | 0 | 0 | 3.5609 | 20 | 71.2181 | 0.52766
UT | natural gas steam turbine | Winter | 0.1374 | 0.1374 | 0.1374 | 0.1374 | 0.1374 | 0.1374 | 0.1374 | 0.1374 | 0.1374 | 0.1374 | 0.1374 | 0.1374 | 0.1374 | 0.1374 | 0.1374 | 0.1374 | 0.1374 | 0.1374 | 0.1374 | 0.1374 | 0.1374 | 0.1374 | 0.1374 | 0.1374 | 3.2976 | 72 | 237.4272 | 0.1374
UT | natural gas steam turbine | Spring | 0.1374 | 0.1374 | 0.1374 | 0.1374 | 0.1374 | 0.1374 | 0.1374 | 0.1374 | 0.1374 | 0.1374 | 0.1374 | 0.1374 | 0.1374 | 0.1374 | 0.1374 | 0.1374 | 0.1374 | 0.1374 | 0.1374 | 0.1374 | 0.1374 | 0.1374 | 0.1374 | 0.1374 | 3.2976 | 66 | 217.6416 | 0.1374
UT | natural gas steam turbine | Summer | 0.1374 | 0.1374 | 0.1374 | 0.1374 | 0.1374 | 0.1374 | 0.1374 | 0.1374 | 0.1374 | 0.1374 | 0.1374 | 0.1374 | 0.1374 | 0.1374 | 0.1374 | 0.1374 | 0.1374 | 0.1374 | 0.1374 | 0.1374 | 0.1374 | 0.1374 | 0.1374 | 0.1374 | 3.2976 | 148 | 488.0448 | 0.1374
UT | natural gas steam turbine | Fall | 0.1374 | 0.1374 | 0.1374 | 0.1374 | 0.1374 | 0.1374 | 0.1374 | 0.1374 | 0.1374 | 0.1374 | 0.1374 | 0.1374 | 0.1374 | 0.1374 | 0.1374 | 0.1374 | 0.1374 | 0.1374 | 0.1374 | 0.1374 | 0.1374 | 0.1374 | 0.1374 | 0.1374 | 3.2976 | 38 | 125.3088 | 0.1374
UT | natural gas steam turbine | Summer Peak | 0.1374 | 0.1374 | 0.1374 | 0.1374 | 0.1374 | 0.1374 | 0.1374 | 0.1374 | 0.1374 | 0.1374 | 0.1374 | 0.1374 | 0.1374 | 0.1374 | 0.1374 | 0.1374 | 0.1374 | 0.1374 | 0.1374 | 0.1374 | 0.1374 | 0.1374 | 0.1374 | 0.1374 | 3.2976 | 21 | 69.2496 | 0.1374
UT | natural gas steam turbine | Winter Peak | 0.1374 | 0.1374 | 0.1374 | 0.1374 | 0.1374 | 0.1374 | 0.1374 | 0.1374 | 0.1374 | 0.1374 | 0.1374 | 0.1374 | 0.1374 | 0.1374 | 0.1374 | 0.1374 | 0.1374 | 0.1374 | 0.1374 | 0.1374 | 0.1374 | 0.1374 | 0.1374 | 0.1374 | 3.2976 | 20 | 65.952 | 0.1374
VA | biomass ccs | Winter | 0.8 | 0.8 | 0.8 | 0.8 | 0.8 | 0.8 | 0.8 | 0.8 | 0.8 | 0.8 | 0.8 | 0.8 | 0.8 | 0.8 | 0.8 | 0.8 | 0.8 | 0.8 | 0.8 | 0.8 | 0.8 | 0.8 | 0.8 | 0.8 | 19.2 | 39 | 748.8 | 0.8
VA | biomass ccs | Spring | 0.8 | 0.8 | 0.8 | 0.8 | 0.8 | 0.8 | 0.8 | 0.8 | 0.8 | 0.8 | 0.8 | 0.8 | 0.8 | 0.8 | 0.8 | 0.8 | 0.8 | 0.8 | 0.8 | 0.8 | 0.8 | 0.8 | 0.8 | 0.8 | 19.2 | 102 | 1958.4 | 0.8
VA | biomass ccs | Summer | 0.8 | 0.8 | 0.8 | 0.8 | 0.8 | 0.8 | 0.8 | 0.8 | 0.8 | 0.8 | 0.8 | 0.8 | 0.8 | 0.8 | 0.8 | 0.8 | 0.8 | 0.8 | 0.8 | 0.8 | 0.8 | 0.8 | 0.8 | 0.8 | 19.2 | 72 | 1382.4 | 0.8
VA | biomass ccs | Fall | 0.8 | 0.8 | 0.8 | 0.8 | 0.8 | 0.8 | 0.8 | 0.8 | 0.8 | 0.8 | 0.8 | 0.8 | 0.8 | 0.8 | 0.8 | 0.8 | 0.8 | 0.8 | 0.8 | 0.8 | 0.8 | 0.8 | 0.8 | 0.8 | 19.2 | 138 | 2649.6 | 0.8
VA | biomass ccs | Summer Peak | 0.8 | 0.8 | 0.8 | 0.8 | 0.8 | 0.8 | 0.8 | 0.8 | 0.8 | 0.8 | 0.8 | 0.8 | 0.8 | 0.8 | 0.8 | 0.8 | 0.8 | 0.8 | 0.8 | 0.8 | 0.8 | 0.8 | 0.8 | 0.8 | 19.2 | 5 | 96 | 0.8
VA | biomass ccs | Winter Peak | 0.8 | 0.8 | 0.8 | 0.8 | 0.8 | 0.8 | 0.8 | 0.8 | 0.8 | 0.8 | 0.8 | 0.8 | 0.8 | 0.8 | 0.8 | 0.8 | 0.8 | 0.8 | 0.8 | 0.8 | 0.8 | 0.8 | 0.8 | 0.8 | 19.2 | 9 | 172.8 | 0.8
VA | biomass | Winter | 0.67771 | 0.67771 | 0.67771 | 0.67771 | 0.67771 | 0.67771 | 0.68753 | 0.68098 | 0.66461 | 0.65151 | 0.65151 | 0.65151 | 0.65151 | 0.65151 | 0.65478 | 0.66133 | 0.72683 | 0.74648 | 0.74648 | 0.74648 | 0.74648 | 0.7432 | 0.73338 | 0.68425 | 16.5466 | 39 | 645.316 | 0.74648
VA | biomass | Spring | 0.6438 | 0.64255 | 0.6413 | 0.6413 | 0.6413 | 0.6413 | 0.6413 | 0.64255 | 0.64255 | 0.6438 | 0.65006 | 0.65757 | 0.66509 | 0.67135 | 0.68011 | 0.69389 | 0.74147 | 0.74397 | 0.74397 | 0.74397 | 0.74397 | 0.74272 | 0.72394 | 0.65006 | 16.2739 | 102 | 1659.9357 | 0.74397
VA | biomass | Summer | 0.63295 | 0.63295 | 0.63295 | 0.63295 | 0.63295 | 0.63295 | 0.63827 | 0.63827 | 0.63472 | 0.6294 | 0.63295 | 0.6365 | 0.64004 | 0.64182 | 0.64182 | 0.65601 | 0.71632 | 0.73583 | 0.73583 | 0.73583 | 0.73583 | 0.73583 | 0.72697 | 0.65778 | 15.9677 | 72 | 1149.6761 | 0.73583
VA | biomass | Fall | 0.67614 | 0.67151 | 0.67059 | 0.66966 | 0.66966 | 0.66966 | 0.67336 | 0.67429 | 0.67429 | 0.67244 | 0.68354 | 0.69095 | 0.69465 | 0.69835 | 0.70113 | 0.71038 | 0.74278 | 0.74555 | 0.74555 | 0.74555 | 0.74555 | 0.74463 | 0.73445 | 0.6891 | 16.7937 | 138 | 2317.5372 | 0.74555
VA | biomass | Summer Peak | 0.66985 | 0.6443 | 0.6443 | 0.6443 | 0.6443 | 0.6443 | 0.6443 | 0.6443 | 0.6443 | 0.6443 | 0.69539 | 0.74648 | 0.74648 | 0.74648 | 0.74648 | 0.74648 | 0.74648 | 0.74648 | 0.74648 | 0.74648 | 0.74648 | 0.74648 | 0.74648 | 0.72093 | 16.8426 | 5 | 84.2131 | 0.74648
VA | biomass | Winter Peak | 0.67552 | 0.67552 | 0.67552 | 0.67552 | 0.67552 | 0.67552 | 0.68971 | 0.68971 | 0.68971 | 0.7039 | 0.7039 | 0.7039 | 0.7039 | 0.7039 | 0.7039 | 0.7181 | 0.74648 | 0.74648 | 0.74648 | 0.74648 | 0.74648 | 0.74648 | 0.73229 | 0.68971 | 16.9647 | 9 | 152.6819 | 0.74648
VA | natural gas combined cycle ccs | Winter | 0.8 | 0.8 | 0.8 | 0.8 | 0.8 | 0.8 | 0.8 | 0.8 | 0.8 | 0.8 | 0.8 | 0.8 | 0.8 | 0.8 | 0.8 | 0.8 | 0.8 | 0.8 | 0.8 | 0.8 | 0.8 | 0.8 | 0.8 | 0.8 | 19.2 | 39 | 748.8 | 0.8
VA | natural gas combined cycle ccs | Spring | 0.8 | 0.8 | 0.8 | 0.8 | 0.8 | 0.8 | 0.8 | 0.8 | 0.8 | 0.8 | 0.8 | 0.8 | 0.8 | 0.8 | 0.8 | 0.8 | 0.8 | 0.8 | 0.8 | 0.8 | 0.8 | 0.8 | 0.8 | 0.8 | 19.2 | 102 | 1958.4 | 0.8
VA | natural gas combined cycle ccs | Summer | 0.8 | 0.8 | 0.8 | 0.8 | 0.8 | 0.8 | 0.8 | 0.8 | 0.8 | 0.8 | 0.8 | 0.8 | 0.8 | 0.8 | 0.8 | 0.8 | 0.8 | 0.8 | 0.8 | 0.8 | 0.8 | 0.8 | 0.8 | 0.8 | 19.2 | 72 | 1382.4 | 0.8
VA | natural gas combined cycle ccs | Fall | 0.8 | 0.8 | 0.8 | 0.8 | 0.8 | 0.8 | 0.8 | 0.8 | 0.8 | 0.8 | 0.8 | 0.8 | 0.8 | 0.8 | 0.8 | 0.8 | 0.8 | 0.8 | 0.8 | 0.8 | 0.8 | 0.8 | 0.8 | 0.8 | 19.2 | 138 | 2649.6 | 0.8
VA | natural gas combined cycle ccs | Summer Peak | 0.8 | 0.8 | 0.8 | 0.8 | 0.8 | 0.8 | 0.8 | 0.8 | 0.8 | 0.8 | 0.8 | 0.8 | 0.8 | 0.8 | 0.8 | 0.8 | 0.8 | 0.8 | 0.8 | 0.8 | 0.8 | 0.8 | 0.8 | 0.8 | 19.2 | 5 | 96 | 0.8
VA | natural gas combined cycle ccs | Winter Peak | 0.8 | 0.8 | 0.8 | 0.8 | 0.8 | 0.8 | 0.8 | 0.8 | 0.8 | 0.8 | 0.8 | 0.8 | 0.8 | 0.8 | 0.8 | 0.8 | 0.8 | 0.8 | 0.8 | 0.8 | 0.8 | 0.8 | 0.8 | 0.8 | 19.2 | 9 | 172.8 | 0.8
VA | natural gas combined cycle | Winter | 0.83466 | 0.83191 | 0.83214 | 0.8322 | 0.83392 | 0.83738 | 0.84994 | 0.8493 | 0.842 | 0.84052 | 0.83864 | 0.83773 | 0.83455 | 0.831 | 0.82551 | 0.83129 | 0.84631 | 0.86028 | 0.86362 | 0.86377 | 0.8607 | 0.85253 | 0.84412 | 0.83801 | 20.212 | 39 | 788.2685 | 0.86377
VA | natural gas combined cycle | Spring | 0.57408 | 0.56235 | 0.5574 | 0.55607 | 0.55879 | 0.57969 | 0.57429 | 0.57314 | 0.58147 | 0.59742 | 0.63157 | 0.66933 | 0.68827 | 0.70072 | 0.71685 | 0.73319 | 0.75852 | 0.7804 | 0.79332 | 0.78977 | 0.78803 | 0.77121 | 0.72297 | 0.64437 | 15.9032 | 102 | 1622.1287 | 0.79332
VA | natural gas combined cycle | Summer | 0.66401 | 0.65953 | 0.65797 | 0.65882 | 0.66459 | 0.68609 | 0.68159 | 0.66245 | 0.64968 | 0.65562 | 0.66426 | 0.67928 | 0.68423 | 0.6888 | 0.69217 | 0.70916 | 0.75317 | 0.78111 | 0.78291 | 0.7817 | 0.77844 | 0.76204 | 0.72071 | 0.68874 | 16.8071 | 72 | 1210.1078 | 0.78291
VA | natural gas combined cycle | Fall | 0.64916 | 0.62254 | 0.60651 | 0.60201 | 0.60323 | 0.61075 | 0.61241 | 0.61991 | 0.63322 | 0.65777 | 0.69463 | 0.72683 | 0.754 | 0.76836 | 0.77917 | 0.79741 | 0.82308 | 0.83903 | 0.84839 | 0.84585 | 0.83489 | 0.80736 | 0.74368 | 0.68067 | 17.1609 | 138 | 2368.1989 | 0.84839
VA | natural gas combined cycle | Summer Peak | 0.45474 | 0.40372 | 0.40372 | 0.40372 | 0.40372 | 0.40372 | 0.40372 | 0.40372 | 0.42527 | 0.46381 | 0.51367 | 0.61048 | 0.68703 | 0.71371 | 0.72371 | 0.74721 | 0.79182 | 0.81554 | 0.8506 | 0.8369 | 0.82314 | 0.79458 | 0.6834 | 0.608 | 14.3696 | 5 | 71.8482 | 0.8506
VA | natural gas combined cycle | Winter Peak | 0.83777 | 0.83777 | 0.83777 | 0.83777 | 0.83777 | 0.83777 | 0.84071 | 0.8466 | 0.8466 | 0.8466 | 0.84703 | 0.84954 | 0.8466 | 0.84071 | 0.84071 | 0.84071 | 0.85118 | 0.86164 | 0.86327 | 0.86327 | 0.85869 | 0.84905 | 0.84022 | 0.84022 | 20.3 | 9 | 182.6999 | 0.86327
VA | crude oil | Winter | 0.1156 | 0.1156 | 0.1156 | 0.1156 | 0.1156 | 0.1156 | 0.1156 | 0.1156 | 0.1156 | 0.1156 | 0.1156 | 0.1156 | 0.1156 | 0.1156 | 0.1156 | 0.1156 | 0.1156 | 0.1156 | 0.1156 | 0.1156 | 0.1156 | 0.1156 | 0.1156 | 0.1156 | 2.7744 | 39 | 108.2016 | 0.1156
VA | crude oil | Spring | 0.1156 | 0.1156 | 0.1156 | 0.1156 | 0.1156 | 0.1156 | 0.1156 | 0.1156 | 0.1156 | 0.1156 | 0.1156 | 0.1156 | 0.1156 | 0.1156 | 0.1156 | 0.1156 | 0.1156 | 0.1156 | 0.1156 | 0.1156 | 0.1156 | 0.1156 | 0.1156 | 0.1156 | 2.7744 | 102 | 282.9888 | 0.1156
VA | crude oil | Summer | 0.1156 | 0.1156 | 0.1156 | 0.1156 | 0.1156 | 0.1156 | 0.1156 | 0.1156 | 0.1156 | 0.1156 | 0.1156 | 0.1156 | 0.1156 | 0.1156 | 0.1156 | 0.1156 | 0.1156 | 0.1156 | 0.1156 | 0.1156 | 0.1156 | 0.1156 | 0.1156 | 0.1156 | 2.7744 | 72 | 199.7568 | 0.1156
VA | crude oil | Fall | 0.1156 | 0.1156 | 0.1156 | 0.1156 | 0.1156 | 0.1156 | 0.1156 | 0.1156 | 0.1156 | 0.1156 | 0.1156 | 0.1156 | 0.1156 | 0.1156 | 0.1156 | 0.1156 | 0.1156 | 0.1156 | 0.1156 | 0.1156 | 0.1156 | 0.1156 | 0.1156 | 0.1156 | 2.7744 | 138 | 382.8672 | 0.1156
VA | crude oil | Summer Peak | 0.1156 | 0.1156 | 0.1156 | 0.1156 | 0.1156 | 0.1156 | 0.1156 | 0.1156 | 0.1156 | 0.1156 | 0.1156 | 0.1156 | 0.1156 | 0.1156 | 0.1156 | 0.1156 | 0.1156 | 0.1156 | 0.1156 | 0.1156 | 0.1156 | 0.1156 | 0.1156 | 0.1156 | 2.7744 | 5 | 13.872 | 0.1156
VA | crude oil | Winter Peak | 0.1156 | 0.1156 | 0.1156 | 0.1156 | 0.1156 | 0.1156 | 0.1156 | 0.1156 | 0.1156 | 0.1156 | 0.1156 | 0.1156 | 0.1156 | 0.1156 | 0.1156 | 0.1156 | 0.1156 | 0.1156 | 0.1156 | 0.1156 | 0.1156 | 0.1156 | 0.1156 | 0.1156 | 2.7744 | 9 | 24.9696 | 0.1156
VA | geothermal | Winter | 0.6595 | 0.6595 | 0.6595 | 0.6595 | 0.6595 | 0.6595 | 0.6595 | 0.6595 | 0.6595 | 0.6595 | 0.6595 | 0.6595 | 0.6595 | 0.6595 | 0.6595 | 0.6595 | 0.6595 | 0.6595 | 0.6595 | 0.6595 | 0.6595 | 0.6595 | 0.6595 | 0.6595 | 15.828 | 39 | 617.292 | 0.6595
VA | geothermal | Spring | 0.6595 | 0.6595 | 0.6595 | 0.6595 | 0.6595 | 0.6595 | 0.6595 | 0.6595 | 0.6595 | 0.6595 | 0.6595 | 0.6595 | 0.6595 | 0.6595 | 0.6595 | 0.6595 | 0.6595 | 0.6595 | 0.6595 | 0.6595 | 0.6595 | 0.6595 | 0.6595 | 0.6595 | 15.828 | 102 | 1614.456 | 0.6595
VA | geothermal | Summer | 0.6595 | 0.6595 | 0.6595 | 0.6595 | 0.6595 | 0.6595 | 0.6595 | 0.6595 | 0.6595 | 0.6595 | 0.6595 | 0.6595 | 0.6595 | 0.6595 | 0.6595 | 0.6595 | 0.6595 | 0.6595 | 0.6595 | 0.6595 | 0.6595 | 0.6595 | 0.6595 | 0.6595 | 15.828 | 72 | 1139.616 | 0.6595
VA | geothermal | Fall | 0.6595 | 0.6595 | 0.6595 | 0.6595 | 0.6595 | 0.6595 | 0.6595 | 0.6595 | 0.6595 | 0.6595 | 0.6595 | 0.6595 | 0.6595 | 0.6595 | 0.6595 | 0.6595 | 0.6595 | 0.6595 | 0.6595 | 0.6595 | 0.6595 | 0.6595 | 0.6595 | 0.6595 | 15.828 | 138 | 2184.264 | 0.6595
VA | geothermal | Summer Peak | 0.6595 | 0.6595 | 0.6595 | 0.6595 | 0.6595 | 0.6595 | 0.6595 | 0.6595 | 0.6595 | 0.6595 | 0.6595 | 0.6595 | 0.6595 | 0.6595 | 0.6595 | 0.6595 | 0.6595 | 0.6595 | 0.6595 | 0.6595 | 0.6595 | 0.6595 | 0.6595 | 0.6595 | 15.828 | 5 | 79.14 | 0.6595
VA | geothermal | Winter Peak | 0.6595 | 0.6595 | 0.6595 | 0.6595 | 0.6595 | 0.6595 | 0.6595 | 0.6595 | 0.6595 | 0.6595 | 0.6595 | 0.6595 | 0.6595 | 0.6595 | 0.6595 | 0.6595 | 0.6595 | 0.6595 | 0.6595 | 0.6595 | 0.6595 | 0.6595 | 0.6595 | 0.6595 | 15.828 | 9 | 142.452 | 0.6595
VA | hard coal ccs | Winter | 0.8 | 0.8 | 0.8 | 0.8 | 0.8 | 0.8 | 0.8 | 0.8 | 0.8 | 0.8 | 0.8 | 0.8 | 0.8 | 0.8 | 0.8 | 0.8 | 0.8 | 0.8 | 0.8 | 0.8 | 0.8 | 0.8 | 0.8 | 0.8 | 19.2 | 39 | 748.8 | 0.8
VA | hard coal ccs | Spring | 0.8 | 0.8 | 0.8 | 0.8 | 0.8 | 0.8 | 0.8 | 0.8 | 0.8 | 0.8 | 0.8 | 0.8 | 0.8 | 0.8 | 0.8 | 0.8 | 0.8 | 0.8 | 0.8 | 0.8 | 0.8 | 0.8 | 0.8 | 0.8 | 19.2 | 102 | 1958.4 | 0.8
VA | hard coal ccs | Summer | 0.8 | 0.8 | 0.8 | 0.8 | 0.8 | 0.8 | 0.8 | 0.8 | 0.8 | 0.8 | 0.8 | 0.8 | 0.8 | 0.8 | 0.8 | 0.8 | 0.8 | 0.8 | 0.8 | 0.8 | 0.8 | 0.8 | 0.8 | 0.8 | 19.2 | 72 | 1382.4 | 0.8
VA | hard coal ccs | Fall | 0.8 | 0.8 | 0.8 | 0.8 | 0.8 | 0.8 | 0.8 | 0.8 | 0.8 | 0.8 | 0.8 | 0.8 | 0.8 | 0.8 | 0.8 | 0.8 | 0.8 | 0.8 | 0.8 | 0.8 | 0.8 | 0.8 | 0.8 | 0.8 | 19.2 | 138 | 2649.6 | 0.8
VA | hard coal ccs | Summer Peak | 0.8 | 0.8 | 0.8 | 0.8 | 0.8 | 0.8 | 0.8 | 0.8 | 0.8 | 0.8 | 0.8 | 0.8 | 0.8 | 0.8 | 0.8 | 0.8 | 0.8 | 0.8 | 0.8 | 0.8 | 0.8 | 0.8 | 0.8 | 0.8 | 19.2 | 5 | 96 | 0.8
VA | hard coal ccs | Winter Peak | 0.8 | 0.8 | 0.8 | 0.8 | 0.8 | 0.8 | 0.8 | 0.8 | 0.8 | 0.8 | 0.8 | 0.8 | 0.8 | 0.8 | 0.8 | 0.8 | 0.8 | 0.8 | 0.8 | 0.8 | 0.8 | 0.8 | 0.8 | 0.8 | 19.2 | 9 | 172.8 | 0.8
VA | hard coal | Winter | 0.020039 | 0.020039 | 0.020039 | 0.020039 | 0.020039 | 0.020039 | 0.035062 | 0.035062 | 0.020039 | 0.020039 | 0.020039 | 0.020039 | 0.020039 | 0.020039 | 0.020039 | 0.020039 | 0.020039 | 0.060105 | 0.10017 | 0.10017 | 0.094384 | 0.077634 | 0.047588 | 0.040078 | 0.89084 | 39 | 34.7427 | 0.10017
VA | hard coal | Spring | 0.10243 | 0.10243 | 0.10243 | 0.10243 | 0.10243 | 0.10243 | 0.10243 | 0.10243 | 0.10243 | 0.10634 | 0.13346 | 0.15857 | 0.18379 | 0.19839 | 0.20413 | 0.20413 | 0.21091 | 0.22144 | 0.26421 | 0.24791 | 0.22026 | 0.20831 | 0.1646 | 0.11051 | 3.7588 | 102 | 383.4017 | 0.26421
VA | hard coal | Summer | 0.040917 | 0.040917 | 0.040917 | 0.040917 | 0.040917 | 0.040917 | 0.040917 | 0.040917 | 0.040917 | 0.040917 | 0.040917 | 0.040917 | 0.051988 | 0.069733 | 0.069733 | 0.069733 | 0.077871 | 0.090078 | 0.096182 | 0.094146 | 0.079228 | 0.061591 | 0.030173 | 0.026372 | 1.3078 | 72 | 94.1644 | 0.096182
VA | hard coal | Fall | 0.23307 | 0.23019 | 0.23019 | 0.23019 | 0.23019 | 0.23944 | 0.2487 | 0.25082 | 0.23307 | 0.23986 | 0.28897 | 0.36159 | 0.41982 | 0.44772 | 0.48594 | 0.50344 | 0.52641 | 0.5561 | 0.58163 | 0.57668 | 0.56605 | 0.50689 | 0.34627 | 0.25497 | 8.7882 | 138 | 1212.773 | 0.58163
VA | hard coal | Summer Peak | 0.36884 | 0.36884 | 0.36884 | 0.36884 | 0.36884 | 0.36884 | 0.36884 | 0.36884 | 0.36884 | 0.36884 | 0.40466 | 0.50716 | 0.50716 | 0.58687 | 0.7838 | 0.82286 | 0.92052 | 1 | 1 | 1 | 1 | 0.92052 | 0.66502 | 0.447 | 14.254 | 5 | 71.2701 | 1
VA | hard coal | Winter Peak | 0.0217 | 0.0217 | 0.0217 | 0.0217 | 0.0217 | 0.0217 | 0.0217 | 0.0217 | 0.0217 | 0.0217 | 0.0217 | 0.054259 | 0.054259 | 0.0217 | 0.0217 | 0.0217 | 0.054259 | 0.054259 | 0.054259 | 0.054259 | 0.054259 | 0.0217 | 0.0217 | 0.0217 | 0.74871 | 9 | 6.7384 | 0.054259
VA | heavy or residual fuel oil | Winter | 0 | 0 | 0 | 0 | 0 | 0 | 0.013809 | 0.013809 | 0 | 0 | 0 | 0 | 0 | 0 | 0 | 0 | 0 | 0.00049673 | 0.93049 | 0.09519 | 0 | 0 | 0 | 0 | 1.0538 | 39 | 41.0979 | 0.93049
VA | heavy or residual fuel oil | Spring | 0 | 0 | 0 | 0 | 0 | 0 | 0 | 0 | 0 | 0 | 0 | 0 | 0 | 0 | 0 | 0 | 0 | 0 | 0.15908 | 0.26658 | 0.023615 | 0 | 0 | 0 | 0.44927 | 102 | 45.8255 | 0.26658
VA | heavy or residual fuel oil | Summer | 0 | 0 | 0 | 0 | 0 | 0 | 0 | 0 | 0 | 0 | 0 | 0 | 0 | 0 | 0.00065659 | 0.033114 | 0.1787 | 0.50875 | 0.95 | 0.18496 | 0.00065659 | 0 | 0 | 0 | 1.8568 | 72 | 133.6928 | 0.95
VA | heavy or residual fuel oil | Fall | 0 | 0 | 0 | 0 | 0 | 0 | 0 | 0 | 0 | 0 | 0 | 0 | 0 | 0 | 0 | 0 | 0 | 0 | 0 | 0 | 0 | 0 | 0 | 0 | 0 | 138 | 0 | 0
VA | heavy or residual fuel oil | Summer Peak | 0 | 0 | 0 | 0 | 0 | 0 | 0 | 0 | 0 | 0 | 0 | 0 | 0 | 0 | 0 | 0 | 0 | 0 | 0.95 | 0.057124 | 0 | 0 | 0 | 0 | 1.0071 | 5 | 5.0356 | 0.95
VA | heavy or residual fuel oil | Winter Peak | 0 | 0 | 0 | 0 | 0 | 0 | 0 | 0 | 0 | 0 | 0 | 0 | 0 | 0 | 0 | 0 | 0 | 0 | 0 | 0 | 0 | 0 | 0 | 0 | 0 | 9 | 0 | 0
VA | hydro | Winter | 0.097747 | 0.097747 | 0.097747 | 0.097747 | 0.097747 | 0.10835 | 0.19013 | 0.16837 | 0.12939 | 0.097747 | 0.097747 | 0.097747 | 0.097747 | 0.097747 | 0.097747 | 0.097747 | 0.13563 | 0.33031 | 0.45887 | 0.42664 | 0.32062 | 0.18092 | 0.1184 | 0.097747 | 3.8383 | 39 | 149.6951 | 0.45887
VA | hydro | Spring | 0.0972 | 0.0972 | 0.0972 | 0.0972 | 0.0972 | 0.0972 | 0.099917 | 0.098268 | 0.0972 | 0.0972 | 0.0972 | 0.10067 | 0.10507 | 0.1107 | 0.11353 | 0.13009 | 0.15907 | 0.34385 | 0.52088 | 0.47086 | 0.33578 | 0.18372 | 0.098496 | 0.0972 | 3.8429 | 102 | 391.9773 | 0.52088
VA | hydro | Summer | 0.094546 | 0.094546 | 0.094546 | 0.094546 | 0.094546 | 0.094546 | 0.12897 | 0.11215 | 0.094546 | 0.094546 | 0.094546 | 0.094546 | 0.094546 | 0.094546 | 0.095477 | 0.10001 | 0.11975 | 0.28245 | 0.41187 | 0.3255 | 0.26361 | 0.15677 | 0.10522 | 0.095785 | 3.3321 | 72 | 239.9131 | 0.41187
VA | hydro | Fall | 0.089171 | 0.089171 | 0.089171 | 0.089171 | 0.089171 | 0.098117 | 0.10755 | 0.12019 | 0.089171 | 0.089171 | 0.089171 | 0.089171 | 0.089414 | 0.098627 | 0.10939 | 0.12623 | 0.18965 | 0.34962 | 0.48841 | 0.41235 | 0.26587 | 0.14653 | 0.10099 | 0.089171 | 3.5947 | 138 | 496.0628 | 0.48841
VA | hydro | Summer Peak | 0.082814 | 0.082814 | 0.082814 | 0.082814 | 0.082814 | 0.082814 | 0.082814 | 0.082814 | 0.082814 | 0.082814 | 0.082814 | 0.082814 | 0.082814 | 0.088162 | 0.089458 | 0.16964 | 0.20902 | 0.20902 | 0.3144 | 0.2291 | 0.11268 | 0.084091 | 0.082814 | 0.082814 | 2.7478 | 5 | 13.739 | 0.3144
VA | hydro | Winter Peak | 0.096416 | 0.096416 | 0.096416 | 0.096416 | 0.096416 | 0.096416 | 0.096416 | 0.13541 | 0.096416 | 0.096416 | 0.096416 | 0.1613 | 0.16306 | 0.096416 | 0.096416 | 0.096416 | 0.165 | 0.3469 | 0.43897 | 0.3241 | 0.23725 | 0.16495 | 0.096416 | 0.096416 | 3.5832 | 9 | 32.2487 | 0.43897
VA | hydrogen combined cycle | Winter | 0.72863 | 0.7294 | 0.7295 | 0.72998 | 0.73081 | 0.73596 | 0.74406 | 0.74405 | 0.73279 | 0.73111 | 0.73129 | 0.73084 | 0.72951 | 0.72796 | 0.72522 | 0.73182 | 0.74702 | 0.75585 | 0.75739 | 0.75744 | 0.75491 | 0.74981 | 0.74177 | 0.73547 | 17.7126 | 39 | 690.791 | 0.75744
VA | hydrogen combined cycle | Spring | 0.56031 | 0.55137 | 0.54912 | 0.5505 | 0.55833 | 0.57724 | 0.57098 | 0.5622 | 0.56638 | 0.57569 | 0.5978 | 0.62211 | 0.63359 | 0.64108 | 0.65132 | 0.66349 | 0.69416 | 0.71115 | 0.71586 | 0.71567 | 0.71567 | 0.71329 | 0.69212 | 0.62515 | 15.0146 | 102 | 1531.4859 | 0.71586
VA | hydrogen combined cycle | Summer | 0.44447 | 0.4022 | 0.37887 | 0.37165 | 0.37043 | 0.37238 | 0.36762 | 0.37817 | 0.40395 | 0.44087 | 0.49999 | 0.55826 | 0.59903 | 0.62022 | 0.64142 | 0.66546 | 0.68602 | 0.70465 | 0.72761 | 0.72195 | 0.70568 | 0.67976 | 0.57736 | 0.48452 | 12.8026 | 72 | 921.7842 | 0.72761
VA | hydrogen combined cycle | Fall | 0.46724 | 0.46171 | 0.46127 | 0.46118 | 0.46316 | 0.49138 | 0.49352 | 0.48007 | 0.47605 | 0.48856 | 0.50524 | 0.52212 | 0.53784 | 0.55038 | 0.55709 | 0.57364 | 0.6127 | 0.64545 | 0.64535 | 0.64157 | 0.63923 | 0.58719 | 0.52851 | 0.49453 | 12.785 | 138 | 1764.3281 | 0.64545
VA | hydrogen combined cycle | Summer Peak | 0.35921 | 0.35921 | 0.35921 | 0.35921 | 0.35921 | 0.35921 | 0.35921 | 0.35921 | 0.35921 | 0.35921 | 0.35921 | 0.63403 | 0.71841 | 0.71841 | 0.7417 | 0.77936 | 0.77936 | 0.80265 | 0.84032 | 0.80911 | 0.80265 | 0.77936 | 0.77936 | 0.69499 | 13.8311 | 5 | 69.1553 | 0.84032
VA | hydrogen combined cycle | Winter Peak | 0.71841 | 0.71841 | 0.71841 | 0.71841 | 0.71841 | 0.71841 | 0.71841 | 0.71841 | 0.71841 | 0.71841 | 0.71841 | 0.71061 | 0.69929 | 0.65732 | 0.65732 | 0.65732 | 0.71841 | 0.72488 | 0.72488 | 0.73135 | 0.72488 | 0.72488 | 0.72488 | 0.71841 | 17.077 | 9 | 153.693 | 0.73135
VA | hydrogen ct | Winter | 0.00017556 | 0.00017556 | 0.00017556 | 0.00017556 | 0.00017556 | 0.00017556 | 0.1118 | 0.083877 | 0.00017556 | 0.00017556 | 0.00017556 | 0.00017556 | 0.00017556 | 0.00017556 | 0.00017556 | 0.00017556 | 0.00017556 | 0.16758 | 0.6958 | 0.54423 | 0.12573 | 0.00017556 | 0.00017556 | 0.00017556 | 1.7322 | 39 | 67.5548 | 0.6958
VA | hydrogen ct | Spring | 0.00017556 | 0.00017556 | 0.00017556 | 0.00017556 | 0.00017556 | 0.00017556 | 0.00017556 | 0.00017556 | 0.00017556 | 0.00017556 | 0.00017556 | 0.00017556 | 0.00017556 | 0.016177 | 0.016177 | 0.032179 | 0.20184 | 0.55054 | 1 | 0.51552 | 0.080184 | 0.00017556 | 0.00017556 | 0.00017556 | 2.4154 | 102 | 246.3737 | 1
VA | hydrogen ct | Summer | 0.00017556 | 0.00017556 | 0.00017556 | 0.00017556 | 0.00017556 | 0.00017556 | 0.045514 | 0.045514 | 0.00017556 | 0.00017556 | 0.00017556 | 0.00017556 | 0.00017556 | 0.00017556 | 0.00017556 | 0.00017556 | 0.00017556 | 0.068183 | 0.43181 | 0.29503 | 0.13619 | 0.00017556 | 0.00017556 | 0.00017556 | 1.0254 | 72 | 73.8288 | 0.43181
VA | hydrogen ct | Fall | 0.00017556 | 0.00017556 | 0.00017556 | 0.00017556 | 0.00017556 | 0.00017556 | 0.067103 | 0.051319 | 0.035658 | 0.035658 | 0.035658 | 0.035658 | 0.059312 | 0.11365 | 0.2007 | 0.28413 | 0.56636 | 1 | 1 | 1 | 0.23267 | 0.012003 | 0.00017556 | 0.00017556 | 4.7313 | 138 | 652.9157 | 1
VA | hydrogen ct | Summer Peak | 0.00017556 | 0.00017556 | 0.00017556 | 0.00017556 | 0.00017556 | 0.00017556 | 0.00017556 | 0.00017556 | 0.00017556 | 0.00017556 | 0.00017556 | 0.00017556 | 0.00017556 | 0.00017556 | 0.00017556 | 0.00017556 | 0.32661 | 0.53845 | 0.86488 | 0.32661 | 0.00017556 | 0.00017556 | 0.00017556 | 0.00017556 | 2.0601 | 5 | 10.3003 | 0.86488
VA | hydrogen ct | Winter Peak | 0.00017556 | 0.00017556 | 0.00017556 | 0.00017556 | 0.00017556 | 0.00017556 | 0.00017556 | 0.00017556 | 0.00017556 | 0.00017556 | 0.00017556 | 0.00017556 | 0.00017556 | 0.00017556 | 0.00017556 | 0.00017556 | 0.00017556 | 0.18153 | 0.45112 | 0.36288 | 0.00017556 | 0.00017556 | 0.00017556 | 0.00017556 | 0.99922 | 9 | 8.993 | 0.45112
VA | lignite ccs | Winter | 0.8 | 0.8 | 0.8 | 0.8 | 0.8 | 0.8 | 0.8 | 0.8 | 0.8 | 0.8 | 0.8 | 0.8 | 0.8 | 0.8 | 0.8 | 0.8 | 0.8 | 0.8 | 0.8 | 0.8 | 0.8 | 0.8 | 0.8 | 0.8 | 19.2 | 39 | 748.8 | 0.8
VA | lignite ccs | Spring | 0.8 | 0.8 | 0.8 | 0.8 | 0.8 | 0.8 | 0.8 | 0.8 | 0.8 | 0.8 | 0.8 | 0.8 | 0.8 | 0.8 | 0.8 | 0.8 | 0.8 | 0.8 | 0.8 | 0.8 | 0.8 | 0.8 | 0.8 | 0.8 | 19.2 | 102 | 1958.4 | 0.8
VA | lignite ccs | Summer | 0.8 | 0.8 | 0.8 | 0.8 | 0.8 | 0.8 | 0.8 | 0.8 | 0.8 | 0.8 | 0.8 | 0.8 | 0.8 | 0.8 | 0.8 | 0.8 | 0.8 | 0.8 | 0.8 | 0.8 | 0.8 | 0.8 | 0.8 | 0.8 | 19.2 | 72 | 1382.4 | 0.8
VA | lignite ccs | Fall | 0.8 | 0.8 | 0.8 | 0.8 | 0.8 | 0.8 | 0.8 | 0.8 | 0.8 | 0.8 | 0.8 | 0.8 | 0.8 | 0.8 | 0.8 | 0.8 | 0.8 | 0.8 | 0.8 | 0.8 | 0.8 | 0.8 | 0.8 | 0.8 | 19.2 | 138 | 2649.6 | 0.8
VA | lignite ccs | Summer Peak | 0.8 | 0.8 | 0.8 | 0.8 | 0.8 | 0.8 | 0.8 | 0.8 | 0.8 | 0.8 | 0.8 | 0.8 | 0.8 | 0.8 | 0.8 | 0.8 | 0.8 | 0.8 | 0.8 | 0.8 | 0.8 | 0.8 | 0.8 | 0.8 | 19.2 | 5 | 96 | 0.8
VA | lignite ccs | Winter Peak | 0.8 | 0.8 | 0.8 | 0.8 | 0.8 | 0.8 | 0.8 | 0.8 | 0.8 | 0.8 | 0.8 | 0.8 | 0.8 | 0.8 | 0.8 | 0.8 | 0.8 | 0.8 | 0.8 | 0.8 | 0.8 | 0.8 | 0.8 | 0.8 | 19.2 | 9 | 172.8 | 0.8
VA | lignite | Winter | 0.638 | 0.638 | 0.638 | 0.638 | 0.638 | 0.638 | 0.638 | 0.638 | 0.638 | 0.638 | 0.638 | 0.638 | 0.638 | 0.638 | 0.638 | 0.638 | 0.638 | 0.638 | 0.638 | 0.638 | 0.638 | 0.638 | 0.638 | 0.638 | 15.312 | 39 | 597.168 | 0.638
VA | lignite | Spring | 0.638 | 0.638 | 0.638 | 0.638 | 0.638 | 0.638 | 0.638 | 0.638 | 0.638 | 0.638 | 0.638 | 0.638 | 0.638 | 0.638 | 0.638 | 0.638 | 0.638 | 0.638 | 0.638 | 0.638 | 0.638 | 0.638 | 0.638 | 0.638 | 15.312 | 102 | 1561.824 | 0.638
VA | lignite | Summer | 0.638 | 0.638 | 0.638 | 0.638 | 0.638 | 0.638 | 0.638 | 0.638 | 0.638 | 0.638 | 0.638 | 0.638 | 0.638 | 0.638 | 0.638 | 0.638 | 0.638 | 0.638 | 0.638 | 0.638 | 0.638 | 0.638 | 0.638 | 0.638 | 15.312 | 72 | 1102.464 | 0.638
VA | lignite | Fall | 0.638 | 0.638 | 0.638 | 0.638 | 0.638 | 0.638 | 0.638 | 0.638 | 0.638 | 0.638 | 0.638 | 0.638 | 0.638 | 0.638 | 0.638 | 0.638 | 0.638 | 0.638 | 0.638 | 0.638 | 0.638 | 0.638 | 0.638 | 0.638 | 15.312 | 138 | 2113.056 | 0.638
VA | lignite | Summer Peak | 0.638 | 0.638 | 0.638 | 0.638 | 0.638 | 0.638 | 0.638 | 0.638 | 0.638 | 0.638 | 0.638 | 0.638 | 0.638 | 0.638 | 0.638 | 0.638 | 0.638 | 0.638 | 0.638 | 0.638 | 0.638 | 0.638 | 0.638 | 0.638 | 15.312 | 5 | 76.56 | 0.638
VA | lignite | Winter Peak | 0.638 | 0.638 | 0.638 | 0.638 | 0.638 | 0.638 | 0.638 | 0.638 | 0.638 | 0.638 | 0.638 | 0.638 | 0.638 | 0.638 | 0.638 | 0.638 | 0.638 | 0.638 | 0.638 | 0.638 | 0.638 | 0.638 | 0.638 | 0.638 | 15.312 | 9 | 137.808 | 0.638
VA | municipal solid waste | Winter | 0.72121 | 0.72121 | 0.72121 | 0.72121 | 0.72121 | 0.72121 | 0.73202 | 0.73323 | 0.72601 | 0.714 | 0.714 | 0.714 | 0.714 | 0.714 | 0.7164 | 0.72481 | 0.79812 | 0.80533 | 0.80533 | 0.80533 | 0.80533 | 0.80413 | 0.79452 | 0.73563 | 17.8834 | 39 | 697.4537 | 0.80533
VA | municipal solid waste | Spring | 0.67404 | 0.67404 | 0.67404 | 0.67404 | 0.67404 | 0.67404 | 0.67554 | 0.67404 | 0.67254 | 0.67254 | 0.67103 | 0.67554 | 0.68155 | 0.69207 | 0.69958 | 0.71009 | 0.78069 | 0.80022 | 0.80022 | 0.80022 | 0.80022 | 0.80022 | 0.78069 | 0.69056 | 17.1218 | 102 | 1746.4251 | 0.80022
VA | municipal solid waste | Summer | 0.75531 | 0.74737 | 0.74419 | 0.7426 | 0.7426 | 0.7426 | 0.7426 | 0.7426 | 0.74419 | 0.75055 | 0.77279 | 0.7855 | 0.79344 | 0.7982 | 0.80297 | 0.80297 | 0.80615 | 0.80773 | 0.80773 | 0.80773 | 0.80773 | 0.80773 | 0.80773 | 0.77279 | 18.6358 | 72 | 1341.7806 | 0.80773
VA | municipal solid waste | Fall | 0.68313 | 0.67859 | 0.67859 | 0.67859 | 0.67859 | 0.67859 | 0.68086 | 0.68086 | 0.68086 | 0.68313 | 0.69899 | 0.71484 | 0.72164 | 0.72164 | 0.72391 | 0.76469 | 0.8032 | 0.8032 | 0.8032 | 0.8032 | 0.8032 | 0.79867 | 0.76695 | 0.68992 | 17.4191 | 138 | 2403.8327 | 0.8032
VA | municipal solid waste | Summer Peak | 0.66953 | 0.66953 | 0.66953 | 0.66953 | 0.66953 | 0.66953 | 0.66953 | 0.66953 | 0.66953 | 0.66953 | 0.80773 | 0.80773 | 0.80773 | 0.80773 | 0.80773 | 0.80773 | 0.80773 | 0.80773 | 0.80773 | 0.80773 | 0.80773 | 0.80773 | 0.80773 | 0.80773 | 18.0036 | 5 | 90.018 | 0.80773
VA | municipal solid waste | Winter Peak | 0.66953 | 0.66953 | 0.66953 | 0.66953 | 0.66953 | 0.66953 | 0.66953 | 0.66953 | 0.66953 | 0.66953 | 0.66953 | 0.66953 | 0.66953 | 0.66953 | 0.66953 | 0.66953 | 0.66953 | 0.80773 | 0.80773 | 0.80773 | 0.80773 | 0.80773 | 0.80773 | 0.66953 | 16.898 | 9 | 152.0819 | 0.80773
VA | natural gas peaker | Winter | 0.00017556 | 0.00017556 | 0.00017556 | 0.00017556 | 0.00017556 | 0.00017556 | 0.1118 | 0.083877 | 0.00017556 | 0.00017556 | 0.00017556 | 0.00017556 | 0.00017556 | 0.00017556 | 0.00017556 | 0.00017556 | 0.00017556 | 0.16758 | 0.6958 | 0.54423 | 0.12573 | 0.00017556 | 0.00017556 | 0.00017556 | 1.7322 | 39 | 67.5548 | 0.6958
VA | natural gas peaker | Spring | 0.00017556 | 0.00017556 | 0.00017556 | 0.00017556 | 0.00017556 | 0.00017556 | 0.00017556 | 0.00017556 | 0.00017556 | 0.00017556 | 0.00017556 | 0.00017556 | 0.00017556 | 0.016177 | 0.016177 | 0.032179 | 0.20184 | 0.55054 | 1 | 0.51552 | 0.080184 | 0.00017556 | 0.00017556 | 0.00017556 | 2.4154 | 102 | 246.3737 | 1
VA | natural gas peaker | Summer | 0.00017556 | 0.00017556 | 0.00017556 | 0.00017556 | 0.00017556 | 0.00017556 | 0.045514 | 0.045514 | 0.00017556 | 0.00017556 | 0.00017556 | 0.00017556 | 0.00017556 | 0.00017556 | 0.00017556 | 0.00017556 | 0.00017556 | 0.068183 | 0.43181 | 0.29503 | 0.13619 | 0.00017556 | 0.00017556 | 0.00017556 | 1.0254 | 72 | 73.8288 | 0.43181
VA | natural gas peaker | Fall | 0.00017556 | 0.00017556 | 0.00017556 | 0.00017556 | 0.00017556 | 0.00017556 | 0.067103 | 0.051319 | 0.035658 | 0.035658 | 0.035658 | 0.035658 | 0.059312 | 0.11365 | 0.2007 | 0.28413 | 0.56636 | 1 | 1 | 1 | 0.23267 | 0.012003 | 0.00017556 | 0.00017556 | 4.7313 | 138 | 652.9157 | 1
VA | natural gas peaker | Summer Peak | 0.00017556 | 0.00017556 | 0.00017556 | 0.00017556 | 0.00017556 | 0.00017556 | 0.00017556 | 0.00017556 | 0.00017556 | 0.00017556 | 0.00017556 | 0.00017556 | 0.00017556 | 0.00017556 | 0.00017556 | 0.00017556 | 0.32661 | 0.53845 | 0.86488 | 0.32661 | 0.00017556 | 0.00017556 | 0.00017556 | 0.00017556 | 2.0601 | 5 | 10.3003 | 0.86488
VA | natural gas peaker | Winter Peak | 0.00017556 | 0.00017556 | 0.00017556 | 0.00017556 | 0.00017556 | 0.00017556 | 0.00017556 | 0.00017556 | 0.00017556 | 0.00017556 | 0.00017556 | 0.00017556 | 0.00017556 | 0.00017556 | 0.00017556 | 0.00017556 | 0.00017556 | 0.18153 | 0.45112 | 0.36288 | 0.00017556 | 0.00017556 | 0.00017556 | 0.00017556 | 0.99922 | 9 | 8.993 | 0.45112
VA | nuclear | Winter | 0.91451 | 0.91451 | 0.91451 | 0.91451 | 0.91451 | 0.91451 | 0.91451 | 0.91451 | 0.91451 | 0.91451 | 0.91451 | 0.91451 | 0.91451 | 0.91451 | 0.91451 | 0.91451 | 0.91451 | 0.91451 | 0.91451 | 0.91451 | 0.91451 | 0.91451 | 0.91451 | 0.91451 | 21.9483 | 39 | 855.9829 | 0.91451
VA | nuclear | Spring | 0.91451 | 0.91451 | 0.91451 | 0.91451 | 0.91451 | 0.91451 | 0.90821 | 0.91122 | 0.91451 | 0.91451 | 0.91451 | 0.91451 | 0.91451 | 0.91451 | 0.91451 | 0.91451 | 0.91451 | 0.91451 | 0.91451 | 0.91451 | 0.91451 | 0.91451 | 0.91451 | 0.91451 | 21.9387 | 102 | 2237.7463 | 0.91451
VA | nuclear | Summer | 0.91451 | 0.91451 | 0.91451 | 0.91451 | 0.91451 | 0.91451 | 0.91451 | 0.91451 | 0.91451 | 0.91451 | 0.91451 | 0.91451 | 0.91451 | 0.91451 | 0.91451 | 0.91451 | 0.91451 | 0.91451 | 0.91451 | 0.91451 | 0.91451 | 0.91451 | 0.91451 | 0.91451 | 21.9483 | 72 | 1580.2762 | 0.91451
VA | nuclear | Fall | 0.91451 | 0.91451 | 0.91451 | 0.91451 | 0.91451 | 0.91451 | 0.91451 | 0.91451 | 0.91451 | 0.91451 | 0.91451 | 0.91451 | 0.91451 | 0.91451 | 0.91451 | 0.91451 | 0.91451 | 0.91451 | 0.91451 | 0.91451 | 0.91451 | 0.91451 | 0.91451 | 0.91451 | 21.9483 | 138 | 3028.8627 | 0.91451
VA | nuclear | Summer Peak | 0.91451 | 0.91451 | 0.91451 | 0.91451 | 0.91451 | 0.91451 | 0.91451 | 0.91451 | 0.91451 | 0.91451 | 0.91451 | 0.91451 | 0.91451 | 0.91451 | 0.91451 | 0.91451 | 0.91451 | 0.91451 | 0.91451 | 0.91451 | 0.91451 | 0.91451 | 0.91451 | 0.91451 | 21.9483 | 5 | 109.7414 | 0.91451
VA | nuclear | Winter Peak | 0.91451 | 0.91451 | 0.91451 | 0.91451 | 0.91451 | 0.91451 | 0.91451 | 0.91451 | 0.91451 | 0.91451 | 0.91451 | 0.91451 | 0.91451 | 0.91451 | 0.91451 | 0.91451 | 0.91451 | 0.91451 | 0.91451 | 0.91451 | 0.91451 | 0.91451 | 0.91451 | 0.91451 | 21.9483 | 9 | 197.5345 | 0.91451
VA | offshore wind | Winter | 0.57479 | 0.5607 | 0.53975 | 0.51856 | 0.49539 | 0.46064 | 0.46078 | 0.45896 | 0.46736 | 0.444 | 0.40101 | 0.37254 | 0.37882 | 0.37495 | 0.39274 | 0.39457 | 0.42862 | 0.4224 | 0.45242 | 0.50966 | 0.53211 | 0.55656 | 0.56593 | 0.58463 | 11.3479 | 39 | 442.5678 | 0.58463
VA | offshore wind | Spring | 0.52418 | 0.51552 | 0.52146 | 0.53032 | 0.52947 | 0.52297 | 0.49318 | 0.4812 | 0.47883 | 0.4742 | 0.45892 | 0.45189 | 0.46699 | 0.46944 | 0.50098 | 0.52355 | 0.559 | 0.5642 | 0.56014 | 0.57565 | 0.59309 | 0.60375 | 0.60807 | 0.62279 | 12.6298 | 102 | 1288.2384 | 0.62279
VA | offshore wind | Summer | 0.56927 | 0.55077 | 0.55436 | 0.56597 | 0.56249 | 0.53508 | 0.50545 | 0.52397 | 0.52531 | 0.49836 | 0.48641 | 0.45011 | 0.42921 | 0.40622 | 0.41261 | 0.4117 | 0.4326 | 0.42343 | 0.42239 | 0.41927 | 0.4362 | 0.45601 | 0.47569 | 0.49189 | 11.5448 | 72 | 831.224 | 0.56927
VA | offshore wind | Fall | 0.49259 | 0.47391 | 0.47116 | 0.47899 | 0.47343 | 0.45003 | 0.43448 | 0.42392 | 0.40259 | 0.37734 | 0.34827 | 0.34052 | 0.34881 | 0.3647 | 0.39296 | 0.43218 | 0.4502 | 0.45491 | 0.45649 | 0.47896 | 0.48604 | 0.50576 | 0.5074 | 0.51046 | 10.5561 | 138 | 1456.7411 | 0.51046
VA | offshore wind | Summer Peak | 0.13544 | 0.1257 | 0.12701 | 0.14608 | 0.15712 | 0.15778 | 0.15779 | 0.14876 | 0.15305 | 0.1594 | 0.17178 | 0.17506 | 0.2048 | 0.22787 | 0.24421 | 0.28622 | 0.35934 | 0.27859 | 0.2753 | 0.22432 | 0.24009 | 0.26317 | 0.24023 | 0.24025 | 4.8994 | 5 | 24.4968 | 0.35934
VA | offshore wind | Winter Peak | 0.48948 | 0.50425 | 0.50636 | 0.54379 | 0.51769 | 0.46591 | 0.49928 | 0.43948 | 0.51722 | 0.50315 | 0.50098 | 0.49007 | 0.53884 | 0.49411 | 0.52595 | 0.52091 | 0.5584 | 0.56319 | 0.56316 | 0.61358 | 0.63272 | 0.64109 | 0.6284 | 0.62866 | 12.8867 | 9 | 115.9799 | 0.64109
VA | onshore wind | Winter | 0.41535 | 0.39581 | 0.37761 | 0.3699 | 0.37315 | 0.36146 | 0.35586 | 0.35449 | 0.32469 | 0.30444 | 0.31131 | 0.32812 | 0.34144 | 0.34548 | 0.35443 | 0.37534 | 0.41939 | 0.47314 | 0.47067 | 0.47047 | 0.46428 | 0.4624 | 0.4641 | 0.46489 | 9.3782 | 39 | 365.7515 | 0.47314
VA | onshore wind | Spring | 0.3327 | 0.32893 | 0.32898 | 0.32012 | 0.31227 | 0.30872 | 0.27972 | 0.24481 | 0.22815 | 0.22487 | 0.22595 | 0.23388 | 0.24781 | 0.27132 | 0.29509 | 0.29648 | 0.29558 | 0.3014 | 0.33355 | 0.35635 | 0.36282 | 0.35809 | 0.34569 | 0.33462 | 7.1679 | 102 | 731.1263 | 0.36282
VA | onshore wind | Summer | 0.35241 | 0.34517 | 0.34306 | 0.34612 | 0.34551 | 0.34185 | 0.32161 | 0.2806 | 0.2487 | 0.23886 | 0.23705 | 0.23066 | 0.23159 | 0.23566 | 0.24171 | 0.24897 | 0.26015 | 0.30269 | 0.35469 | 0.36345 | 0.35888 | 0.34663 | 0.341 | 0.32932 | 7.2463 | 72 | 521.7362 | 0.36345
VA | onshore wind | Fall | 0.27811 | 0.27993 | 0.27787 | 0.27753 | 0.28136 | 0.27339 | 0.24772 | 0.22363 | 0.20141 | 0.18813 | 0.18825 | 0.19948 | 0.20821 | 0.21962 | 0.23026 | 0.23301 | 0.25848 | 0.27223 | 0.29756 | 0.30885 | 0.30417 | 0.30915 | 0.30553 | 0.29373 | 6.1576 | 138 | 849.7484 | 0.30915
VA | onshore wind | Summer Peak | 0.070815 | 0.080215 | 0.065958 | 0.074261 | 0.099172 | 0.082721 | 0.054208 | 0.037131 | 0.033214 | 0.032117 | 0.044494 | 0.052171 | 0.060474 | 0.057968 | 0.061571 | 0.090555 | 0.093062 | 0.098858 | 0.083348 | 0.096352 | 0.087108 | 0.092592 | 0.093218 | 0.095098 | 1.7367 | 5 | 8.6834 | 0.099172
VA | onshore wind | Winter Peak | 0.40142 | 0.39106 | 0.38976 | 0.37957 | 0.36948 | 0.37487 | 0.38488 | 0.39698 | 0.37383 | 0.32909 | 0.31125 | 0.30272 | 0.31821 | 0.32526 | 0.3156 | 0.31064 | 0.34598 | 0.35312 | 0.35712 | 0.38567 | 0.4016 | 0.37923 | 0.39193 | 0.40473 | 8.694 | 9 | 78.2461 | 0.40473
VA | petroleum | Winter | 0.00017556 | 0.00017556 | 0.00017556 | 0.00017556 | 0.00017556 | 0.00017556 | 0.1118 | 0.083877 | 0.00017556 | 0.00017556 | 0.00017556 | 0.00017556 | 0.00017556 | 0.00017556 | 0.00017556 | 0.00017556 | 0.00017556 | 0.16758 | 0.6958 | 0.54423 | 0.12573 | 0.00017556 | 0.00017556 | 0.00017556 | 1.7322 | 39 | 67.5548 | 0.6958
VA | petroleum | Spring | 0.00017556 | 0.00017556 | 0.00017556 | 0.00017556 | 0.00017556 | 0.00017556 | 0.00017556 | 0.00017556 | 0.00017556 | 0.00017556 | 0.00017556 | 0.00017556 | 0.00017556 | 0.016177 | 0.016177 | 0.032179 | 0.20184 | 0.55054 | 1 | 0.51552 | 0.080184 | 0.00017556 | 0.00017556 | 0.00017556 | 2.4154 | 102 | 246.3737 | 1
VA | petroleum | Summer | 0.00017556 | 0.00017556 | 0.00017556 | 0.00017556 | 0.00017556 | 0.00017556 | 0.045514 | 0.045514 | 0.00017556 | 0.00017556 | 0.00017556 | 0.00017556 | 0.00017556 | 0.00017556 | 0.00017556 | 0.00017556 | 0.00017556 | 0.068183 | 0.43181 | 0.29503 | 0.13619 | 0.00017556 | 0.00017556 | 0.00017556 | 1.0254 | 72 | 73.8288 | 0.43181
VA | petroleum | Fall | 0.00017556 | 0.00017556 | 0.00017556 | 0.00017556 | 0.00017556 | 0.00017556 | 0.067103 | 0.051319 | 0.035658 | 0.035658 | 0.035658 | 0.035658 | 0.059312 | 0.11365 | 0.2007 | 0.28413 | 0.56636 | 1 | 1 | 1 | 0.23267 | 0.012003 | 0.00017556 | 0.00017556 | 4.7313 | 138 | 652.9157 | 1
VA | petroleum | Summer Peak | 0.00017556 | 0.00017556 | 0.00017556 | 0.00017556 | 0.00017556 | 0.00017556 | 0.00017556 | 0.00017556 | 0.00017556 | 0.00017556 | 0.00017556 | 0.00017556 | 0.00017556 | 0.00017556 | 0.00017556 | 0.00017556 | 0.32661 | 0.53845 | 0.86488 | 0.32661 | 0.00017556 | 0.00017556 | 0.00017556 | 0.00017556 | 2.0601 | 5 | 10.3003 | 0.86488
VA | petroleum | Winter Peak | 0.00017556 | 0.00017556 | 0.00017556 | 0.00017556 | 0.00017556 | 0.00017556 | 0.00017556 | 0.00017556 | 0.00017556 | 0.00017556 | 0.00017556 | 0.00017556 | 0.00017556 | 0.00017556 | 0.00017556 | 0.00017556 | 0.00017556 | 0.18153 | 0.45112 | 0.36288 | 0.00017556 | 0.00017556 | 0.00017556 | 0.00017556 | 0.99922 | 9 | 8.993 | 0.45112
VA | pumped hydro | Winter | 0 | 0 | 0 | 0 | 0 | 0.010532 | 0.089767 | 0.05378 | 0 | 0 | 0 | 0 | 0 | 0 | 0 | 0 | 0.0084099 | 0.12938 | 0.41754 | 0.33288 | 0.089358 | 0.0092706 | 0.0011195 | 0 | 1.142 | 39 | 44.5393 | 0.41754
VA | pumped hydro | Spring | 0 | 0 | 0 | 0 | 0 | 0 | 0.0034252 | 0.0011825 | 0 | 0 | 0 | 0.0074251 | 0.023764 | 0.043631 | 0.065908 | 0.081744 | 0.10659 | 0.29966 | 0.65004 | 0.5957 | 0.23753 | 0.064899 | 0 | 0 | 2.1815 | 102 | 222.5139 | 0.65004
VA | pumped hydro | Summer | 0 | 0 | 0 | 0 | 0 | 0 | 0.045766 | 0.020266 | 0 | 0 | 0 | 0 | 0 | 0 | 0 | 0.0053451 | 0.04766 | 0.25179 | 0.55824 | 0.44116 | 0.1617 | 0.045664 | 0 | 0 | 1.5776 | 72 | 113.5866 | 0.55824
VA | pumped hydro | Fall | 0 | 0 | 0 | 0 | 0 | 0.0024498 | 0.030772 | 0.016344 | 0 | 0 | 0 | 0.0046756 | 0.040551 | 0.08996 | 0.13934 | 0.18009 | 0.24596 | 0.4458 | 0.64206 | 0.56128 | 0.29729 | 0.067023 | 0 | 0 | 2.7636 | 138 | 381.3758 | 0.64206
VA | pumped hydro | Summer Peak | 0 | 0 | 0 | 0 | 0 | 0 | 0 | 0 | 0 | 0 | 0 | 0 | 0.054113 | 0.095902 | 0.16512 | 0.16512 | 0.25031 | 0.48152 | 0.64522 | 0.67978 | 0.4451 | 0.14789 | 0 | 0 | 3.1301 | 5 | 15.6504 | 0.67978
VA | pumped hydro | Winter Peak | 0 | 0 | 0 | 0 | 0 | 0 | 0 | 0 | 0 | 0 | 0 | 0 | 0 | 0 | 0 | 0 | 0.0072748 | 0.061065 | 0.3158 | 0.079451 | 0.010357 | 0 | 0 | 0 | 0.47395 | 9 | 4.2655 | 0.3158
VA | smr | Winter | 0.91412 | 0.91412 | 0.91412 | 0.91412 | 0.91412 | 0.91412 | 0.91412 | 0.91412 | 0.91412 | 0.91412 | 0.91412 | 0.91412 | 0.91412 | 0.91412 | 0.91412 | 0.91412 | 0.91412 | 0.91412 | 0.91412 | 0.91412 | 0.91412 | 0.91412 | 0.91412 | 0.91412 | 21.9389 | 39 | 855.6185 | 0.91412
VA | smr | Spring | 0.91412 | 0.91412 | 0.91412 | 0.91412 | 0.91412 | 0.91412 | 0.91412 | 0.91412 | 0.91412 | 0.91412 | 0.91412 | 0.91412 | 0.91412 | 0.91412 | 0.91412 | 0.91412 | 0.91412 | 0.91412 | 0.91412 | 0.91412 | 0.91412 | 0.91412 | 0.91412 | 0.91412 | 21.9389 | 102 | 2237.7715 | 0.91412
VA | smr | Summer | 0.91412 | 0.91412 | 0.91412 | 0.91412 | 0.91412 | 0.91412 | 0.91412 | 0.91412 | 0.91412 | 0.91412 | 0.91412 | 0.91412 | 0.91412 | 0.91412 | 0.91412 | 0.91412 | 0.91412 | 0.91412 | 0.91412 | 0.91412 | 0.91412 | 0.91412 | 0.91412 | 0.91412 | 21.9389 | 72 | 1579.6034 | 0.91412
VA | smr | Fall | 0.91412 | 0.91412 | 0.91412 | 0.91412 | 0.91412 | 0.91412 | 0.91412 | 0.91412 | 0.91412 | 0.91412 | 0.91412 | 0.91412 | 0.91412 | 0.91412 | 0.91412 | 0.91412 | 0.91412 | 0.91412 | 0.91412 | 0.91412 | 0.91412 | 0.91412 | 0.91412 | 0.91412 | 21.9389 | 138 | 3027.5733 | 0.91412
VA | smr | Summer Peak | 0.91412 | 0.91412 | 0.91412 | 0.91412 | 0.91412 | 0.91412 | 0.91412 | 0.91412 | 0.91412 | 0.91412 | 0.91412 | 0.91412 | 0.91412 | 0.91412 | 0.91412 | 0.91412 | 0.91412 | 0.91412 | 0.91412 | 0.91412 | 0.91412 | 0.91412 | 0.91412 | 0.91412 | 21.9389 | 5 | 109.6947 | 0.91412
VA | smr | Winter Peak | 0.91412 | 0.91412 | 0.91412 | 0.91412 | 0.91412 | 0.91412 | 0.91412 | 0.91412 | 0.91412 | 0.91412 | 0.91412 | 0.91412 | 0.91412 | 0.91412 | 0.91412 | 0.91412 | 0.91412 | 0.91412 | 0.91412 | 0.91412 | 0.91412 | 0.91412 | 0.91412 | 0.91412 | 21.9389 | 9 | 197.4504 | 0.91412
VA | solar pv dist | Winter | 0 | 0 | 0 | 0 | 0 | 5.7988e-05 | 0.033633 | 0.18925 | 0.33674 | 0.36215 | 0.3626 | 0.35635 | 0.37086 | 0.55779 | 0.51658 | 0.32786 | 0.070133 | 0.0069849 | 0 | 0 | 0 | 0 | 0 | 0 | 3.491 | 39 | 136.1486 | 0.55779
VA | solar pv dist | Spring | 0 | 0 | 0 | 0 | 0.0011751 | 0.0085643 | 0.22003 | 0.33503 | 0.3812 | 0.40594 | 0.4113 | 0.39997 | 0.38985 | 0.46236 | 0.42524 | 0.34153 | 0.21045 | 0.14319 | 0.0072038 | 0 | 0 | 0 | 0 | 0 | 4.143 | 102 | 422.5905 | 0.46236
VA | solar pv dist | Summer | 0 | 0 | 0 | 0 | 0.00029982 | 0.003635 | 0.22228 | 0.40915 | 0.49021 | 0.49691 | 0.47878 | 0.47419 | 0.4886 | 0.63671 | 0.60936 | 0.45215 | 0.20878 | 0.09102 | 0.0019531 | 0 | 0 | 0 | 0 | 0 | 5.064 | 72 | 364.6108 | 0.63671
VA | solar pv dist | Fall | 0 | 0 | 0 | 0 | 0.00066445 | 0.0059503 | 0.15746 | 0.26859 | 0.33846 | 0.36188 | 0.36611 | 0.35202 | 0.3532 | 0.44358 | 0.39554 | 0.287 | 0.15441 | 0.091728 | 0.0065238 | 0 | 0 | 0 | 0 | 0 | 3.5831 | 138 | 494.4718 | 0.44358
VA | solar pv dist | Summer Peak | 0 | 0 | 0 | 0 | 0.0011513 | 0.0083059 | 0.17027 | 0.24889 | 0.22183 | 0.19663 | 0.22364 | 0.2516 | 0.25888 | 0.3359 | 0.30481 | 0.27903 | 0.22582 | 0.13808 | 0.010814 | 0 | 0 | 0 | 0 | 0 | 2.8757 | 5 | 14.3783 | 0.3359
VA | solar pv dist | Winter Peak | 0 | 0 | 0 | 0 | 0 | 0 | 0.0043174 | 0.049982 | 0.076298 | 0.10031 | 0.13384 | 0.15216 | 0.12854 | 0.13249 | 0.093407 | 0.085572 | 0.0084978 | 0 | 0 | 0 | 0 | 0 | 0 | 0 | 0.96541 | 9 | 8.6887 | 0.15216
VA | solar pv | Winter | 0 | 0 | 0 | 0 | 0 | 5.0148e-07 | 0.0079286 | 0.14976 | 0.36469 | 0.41953 | 0.4178 | 0.39821 | 0.39872 | 0.41438 | 0.4136 | 0.31734 | 0.094023 | 0.00027481 | 0 | 0 | 0 | 0 | 0 | 0 | 3.3963 | 39 | 132.4543 | 0.41953
VA | solar pv | Spring | 0 | 0 | 0 | 0 | 1.3709e-05 | 0.070412 | 0.23762 | 0.37643 | 0.4527 | 0.48163 | 0.48807 | 0.4806 | 0.47031 | 0.45565 | 0.42337 | 0.36992 | 0.26334 | 0.1155 | 0.0088985 | 0 | 0 | 0 | 0 | 0 | 4.6945 | 102 | 478.8346 | 0.48807
VA | solar pv | Summer | 0 | 0 | 0 | 0 | 4.0745e-06 | 0.026843 | 0.2016 | 0.46526 | 0.58625 | 0.59897 | 0.58425 | 0.57036 | 0.57652 | 0.59437 | 0.59099 | 0.5036 | 0.27538 | 0.064252 | 0.0022854 | 0 | 0 | 0 | 0 | 0 | 5.6409 | 72 | 406.1473 | 0.59897
VA | solar pv | Fall | 0 | 0 | 0 | 0 | 8.5742e-06 | 0.046754 | 0.16126 | 0.28632 | 0.39674 | 0.43805 | 0.4405 | 0.4338 | 0.43309 | 0.4308 | 0.40355 | 0.32403 | 0.20275 | 0.08709 | 0.0094762 | 0 | 0 | 0 | 0 | 0 | 4.0942 | 138 | 565.0017 | 0.4405
VA | solar pv | Summer Peak | 0 | 0 | 0 | 0 | 1.1735e-05 | 0.057069 | 0.11528 | 0.1613 | 0.20185 | 0.2667 | 0.31935 | 0.35632 | 0.36771 | 0.34051 | 0.31068 | 0.28443 | 0.24275 | 0.13236 | 0.014214 | 0 | 0 | 0 | 0 | 0 | 3.1705 | 5 | 15.8526 | 0.36771
VA | solar pv | Winter Peak | 0 | 0 | 0 | 0 | 0 | 0 | 2.1731e-06 | 0.030113 | 0.09127 | 0.1245 | 0.13056 | 0.1236 | 0.11514 | 0.11206 | 0.14246 | 0.13246 | 0.016655 | 0 | 0 | 0 | 0 | 0 | 0 | 0 | 1.0188 | 9 | 9.1695 | 0.14246
VA | solar thermal | Winter | 0 | 0 | 0 | 0 | 0 | 0 | 0 | 0 | 0 | 0.08597 | 0.37963 | 0.49887 | 0.49723 | 0.48344 | 0.47116 | 0.48279 | 0.49202 | 0.44649 | 0.21282 | 0.015243 | 0 | 0 | 0 | 0 | 4.0657 | 39 | 158.561 | 0.49887
VA | solar thermal | Spring | 0 | 0 | 0 | 0 | 0 | 0 | 0 | 0.0076376 | 0.18687 | 0.48014 | 0.63047 | 0.67382 | 0.67706 | 0.67418 | 0.66674 | 0.6665 | 0.66683 | 0.64842 | 0.56803 | 0.30656 | 0.039289 | 0 | 0 | 0 | 6.8926 | 102 | 703.0415 | 0.67706
VA | solar thermal | Summer | 0 | 0 | 0 | 0 | 0 | 0 | 0 | 0.024165 | 0.27576 | 0.51489 | 0.59949 | 0.63012 | 0.63917 | 0.63842 | 0.63267 | 0.62353 | 0.61338 | 0.59439 | 0.54207 | 0.40006 | 0.11962 | 2.6056e-06 | 0 | 0 | 6.8477 | 72 | 493.0361 | 0.63917
VA | solar thermal | Fall | 0 | 0 | 0 | 0 | 0 | 0 | 0 | 0 | 0.054994 | 0.36422 | 0.55217 | 0.58569 | 0.57826 | 0.56812 | 0.56341 | 0.56827 | 0.56955 | 0.52878 | 0.35579 | 0.077412 | 3.2207e-05 | 0 | 0 | 0 | 5.3667 | 138 | 740.6039 | 0.58569
VA | solar thermal | Summer Peak | 0 | 0 | 0 | 0 | 0 | 0 | 0 | 0.027732 | 0.38084 | 0.62249 | 0.69231 | 0.71807 | 0.7248 | 0.72465 | 0.72329 | 0.72571 | 0.72389 | 0.71218 | 0.67311 | 0.55977 | 0.22117 | 0 | 0 | 0 | 8.23 | 5 | 41.1501 | 0.72571
VA | solar thermal | Winter Peak | 0 | 0 | 0 | 0 | 0 | 0 | 0 | 0 | 0 | 0.0026447 | 0.27588 | 0.35613 | 0.39021 | 0.41121 | 0.42512 | 0.48557 | 0.52766 | 0.49305 | 0.19344 | 0 | 0 | 0 | 0 | 0 | 3.5609 | 9 | 32.0481 | 0.52766
VA | natural gas steam turbine | Winter | 0 | 0 | 0 | 0 | 0 | 0 | 0.071401 | 0.071401 | 0 | 0 | 0 | 0 | 0 | 0 | 0 | 0 | 0 | 0.0025684 | 1 | 0.49218 | 0 | 0 | 0 | 0 | 1.6376 | 39 | 63.8646 | 1
VA | natural gas steam turbine | Spring | 0 | 0 | 0 | 0 | 0 | 0 | 0 | 0 | 0 | 0 | 0 | 0 | 0 | 0 | 0 | 0 | 0 | 0 | 0.82252 | 1 | 0.1221 | 0 | 0 | 0 | 1.9446 | 102 | 198.3516 | 1
VA | natural gas steam turbine | Summer | 0 | 0 | 0 | 0 | 0 | 0 | 0 | 0 | 0 | 0 | 0 | 0 | 0 | 0 | 0.003395 | 0.17122 | 0.924 | 1 | 1 | 0.95636 | 0.003395 | 0 | 0 | 0 | 4.0584 | 72 | 292.2026 | 1
VA | natural gas steam turbine | Fall | 0 | 0 | 0 | 0 | 0 | 0 | 0 | 0 | 0 | 0 | 0 | 0 | 0 | 0 | 0 | 0 | 0 | 0 | 0 | 0 | 0 | 0 | 0 | 0 | 0 | 138 | 0 | 0
VA | natural gas steam turbine | Summer Peak | 0 | 0 | 0 | 0 | 0 | 0 | 0 | 0 | 0 | 0 | 0 | 0 | 0 | 0 | 0 | 0 | 0 | 0 | 1 | 0.29536 | 0 | 0 | 0 | 0 | 1.2954 | 5 | 6.4768 | 1
VA | natural gas steam turbine | Winter Peak | 0 | 0 | 0 | 0 | 0 | 0 | 0 | 0 | 0 | 0 | 0 | 0 | 0 | 0 | 0 | 0 | 0 | 0 | 0 | 0 | 0 | 0 | 0 | 0 | 0 | 9 | 0 | 0
VT | biomass ccs | Winter | 0.8 | 0.8 | 0.8 | 0.8 | 0.8 | 0.8 | 0.8 | 0.8 | 0.8 | 0.8 | 0.8 | 0.8 | 0.8 | 0.8 | 0.8 | 0.8 | 0.8 | 0.8 | 0.8 | 0.8 | 0.8 | 0.8 | 0.8 | 0.8 | 19.2 | 57 | 1094.4 | 0.8
VT | biomass ccs | Spring | 0.8 | 0.8 | 0.8 | 0.8 | 0.8 | 0.8 | 0.8 | 0.8 | 0.8 | 0.8 | 0.8 | 0.8 | 0.8 | 0.8 | 0.8 | 0.8 | 0.8 | 0.8 | 0.8 | 0.8 | 0.8 | 0.8 | 0.8 | 0.8 | 19.2 | 122 | 2342.4 | 0.8
VT | biomass ccs | Summer | 0.8 | 0.8 | 0.8 | 0.8 | 0.8 | 0.8 | 0.8 | 0.8 | 0.8 | 0.8 | 0.8 | 0.8 | 0.8 | 0.8 | 0.8 | 0.8 | 0.8 | 0.8 | 0.8 | 0.8 | 0.8 | 0.8 | 0.8 | 0.8 | 19.2 | 111 | 2131.2 | 0.8
VT | biomass ccs | Fall | 0.8 | 0.8 | 0.8 | 0.8 | 0.8 | 0.8 | 0.8 | 0.8 | 0.8 | 0.8 | 0.8 | 0.8 | 0.8 | 0.8 | 0.8 | 0.8 | 0.8 | 0.8 | 0.8 | 0.8 | 0.8 | 0.8 | 0.8 | 0.8 | 19.2 | 62 | 1190.4 | 0.8
VT | biomass ccs | Summer Peak | 0.8 | 0.8 | 0.8 | 0.8 | 0.8 | 0.8 | 0.8 | 0.8 | 0.8 | 0.8 | 0.8 | 0.8 | 0.8 | 0.8 | 0.8 | 0.8 | 0.8 | 0.8 | 0.8 | 0.8 | 0.8 | 0.8 | 0.8 | 0.8 | 19.2 | 6 | 115.2 | 0.8
VT | biomass ccs | Winter Peak | 0.8 | 0.8 | 0.8 | 0.8 | 0.8 | 0.8 | 0.8 | 0.8 | 0.8 | 0.8 | 0.8 | 0.8 | 0.8 | 0.8 | 0.8 | 0.8 | 0.8 | 0.8 | 0.8 | 0.8 | 0.8 | 0.8 | 0.8 | 0.8 | 19.2 | 7 | 134.4 | 0.8
VT | biomass | Winter | 0.5898 | 0.5898 | 0.5898 | 0.5898 | 0.5898 | 0.5898 | 0.5898 | 0.5898 | 0.5898 | 0.5898 | 0.5898 | 0.5898 | 0.5898 | 0.5898 | 0.5898 | 0.5898 | 0.5898 | 0.5898 | 0.5898 | 0.5898 | 0.5898 | 0.5898 | 0.5898 | 0.5898 | 14.1552 | 57 | 806.8464 | 0.5898
VT | biomass | Spring | 0.5898 | 0.5898 | 0.5898 | 0.5898 | 0.5898 | 0.5898 | 0.5898 | 0.5898 | 0.5898 | 0.5898 | 0.5898 | 0.5898 | 0.5898 | 0.5898 | 0.5898 | 0.5898 | 0.5898 | 0.5898 | 0.5898 | 0.5898 | 0.5898 | 0.5898 | 0.5898 | 0.5898 | 14.1552 | 122 | 1726.9344 | 0.5898
VT | biomass | Summer | 0.5898 | 0.5898 | 0.5898 | 0.5898 | 0.5898 | 0.5898 | 0.5898 | 0.5898 | 0.5898 | 0.5898 | 0.5898 | 0.5898 | 0.5898 | 0.5898 | 0.5898 | 0.5898 | 0.5898 | 0.5898 | 0.5898 | 0.5898 | 0.5898 | 0.5898 | 0.5898 | 0.5898 | 14.1552 | 111 | 1571.2272 | 0.5898
VT | biomass | Fall | 0.5898 | 0.5898 | 0.5898 | 0.5898 | 0.5898 | 0.5898 | 0.5898 | 0.5898 | 0.5898 | 0.5898 | 0.5898 | 0.5898 | 0.5898 | 0.5898 | 0.5898 | 0.5898 | 0.5898 | 0.5898 | 0.5898 | 0.5898 | 0.5898 | 0.5898 | 0.5898 | 0.5898 | 14.1552 | 62 | 877.6224 | 0.5898
VT | biomass | Summer Peak | 0.5898 | 0.5898 | 0.5898 | 0.5898 | 0.5898 | 0.5898 | 0.5898 | 0.5898 | 0.5898 | 0.5898 | 0.5898 | 0.5898 | 0.5898 | 0.5898 | 0.5898 | 0.5898 | 0.5898 | 0.5898 | 0.5898 | 0.5898 | 0.5898 | 0.5898 | 0.5898 | 0.5898 | 14.1552 | 6 | 84.9312 | 0.5898
VT | biomass | Winter Peak | 0.5898 | 0.5898 | 0.5898 | 0.5898 | 0.5898 | 0.5898 | 0.5898 | 0.5898 | 0.5898 | 0.5898 | 0.5898 | 0.5898 | 0.5898 | 0.5898 | 0.5898 | 0.5898 | 0.5898 | 0.5898 | 0.5898 | 0.5898 | 0.5898 | 0.5898 | 0.5898 | 0.5898 | 14.1552 | 7 | 99.0864 | 0.5898
VT | natural gas combined cycle ccs | Winter | 0.8 | 0.8 | 0.8 | 0.8 | 0.8 | 0.8 | 0.8 | 0.8 | 0.8 | 0.8 | 0.8 | 0.8 | 0.8 | 0.8 | 0.8 | 0.8 | 0.8 | 0.8 | 0.8 | 0.8 | 0.8 | 0.8 | 0.8 | 0.8 | 19.2 | 57 | 1094.4 | 0.8
VT | natural gas combined cycle ccs | Spring | 0.8 | 0.8 | 0.8 | 0.8 | 0.8 | 0.8 | 0.8 | 0.8 | 0.8 | 0.8 | 0.8 | 0.8 | 0.8 | 0.8 | 0.8 | 0.8 | 0.8 | 0.8 | 0.8 | 0.8 | 0.8 | 0.8 | 0.8 | 0.8 | 19.2 | 122 | 2342.4 | 0.8
VT | natural gas combined cycle ccs | Summer | 0.8 | 0.8 | 0.8 | 0.8 | 0.8 | 0.8 | 0.8 | 0.8 | 0.8 | 0.8 | 0.8 | 0.8 | 0.8 | 0.8 | 0.8 | 0.8 | 0.8 | 0.8 | 0.8 | 0.8 | 0.8 | 0.8 | 0.8 | 0.8 | 19.2 | 111 | 2131.2 | 0.8
VT | natural gas combined cycle ccs | Fall | 0.8 | 0.8 | 0.8 | 0.8 | 0.8 | 0.8 | 0.8 | 0.8 | 0.8 | 0.8 | 0.8 | 0.8 | 0.8 | 0.8 | 0.8 | 0.8 | 0.8 | 0.8 | 0.8 | 0.8 | 0.8 | 0.8 | 0.8 | 0.8 | 19.2 | 62 | 1190.4 | 0.8
VT | natural gas combined cycle ccs | Summer Peak | 0.8 | 0.8 | 0.8 | 0.8 | 0.8 | 0.8 | 0.8 | 0.8 | 0.8 | 0.8 | 0.8 | 0.8 | 0.8 | 0.8 | 0.8 | 0.8 | 0.8 | 0.8 | 0.8 | 0.8 | 0.8 | 0.8 | 0.8 | 0.8 | 19.2 | 6 | 115.2 | 0.8
VT | natural gas combined cycle ccs | Winter Peak | 0.8 | 0.8 | 0.8 | 0.8 | 0.8 | 0.8 | 0.8 | 0.8 | 0.8 | 0.8 | 0.8 | 0.8 | 0.8 | 0.8 | 0.8 | 0.8 | 0.8 | 0.8 | 0.8 | 0.8 | 0.8 | 0.8 | 0.8 | 0.8 | 19.2 | 7 | 134.4 | 0.8
VT | natural gas combined cycle | Winter | 0.53818 | 0.5259 | 0.52201 | 0.52158 | 0.53045 | 0.55648 | 0.58746 | 0.59068 | 0.56342 | 0.5411 | 0.52451 | 0.5176 | 0.51343 | 0.50626 | 0.50492 | 0.51829 | 0.56216 | 0.61722 | 0.65559 | 0.66468 | 0.65635 | 0.63772 | 0.60661 | 0.56849 | 13.5311 | 57 | 771.2711 | 0.66468
VT | natural gas combined cycle | Spring | 0.47147 | 0.4479 | 0.43981 | 0.43978 | 0.45117 | 0.47542 | 0.47469 | 0.46007 | 0.44697 | 0.44353 | 0.45389 | 0.46702 | 0.47938 | 0.48906 | 0.49852 | 0.51262 | 0.53898 | 0.57895 | 0.60544 | 0.62982 | 0.63548 | 0.61951 | 0.57568 | 0.52064 | 12.1558 | 122 | 1483.0073 | 0.63548
VT | natural gas combined cycle | Summer | 0.65524 | 0.61379 | 0.59111 | 0.58418 | 0.58689 | 0.59208 | 0.57887 | 0.58326 | 0.58587 | 0.609 | 0.65409 | 0.69903 | 0.73283 | 0.75441 | 0.76827 | 0.77995 | 0.79009 | 0.80213 | 0.81638 | 0.82781 | 0.83262 | 0.82511 | 0.7724 | 0.70658 | 16.742 | 111 | 1858.3584 | 0.83262
VT | natural gas combined cycle | Fall | 0.54519 | 0.52578 | 0.51755 | 0.51502 | 0.52176 | 0.54766 | 0.55967 | 0.53843 | 0.52492 | 0.51416 | 0.52958 | 0.55276 | 0.57264 | 0.58704 | 0.59774 | 0.61835 | 0.65594 | 0.68909 | 0.72568 | 0.73505 | 0.72367 | 0.68884 | 0.63544 | 0.58337 | 14.2053 | 62 | 880.7299 | 0.73505
VT | natural gas combined cycle | Summer Peak | 0.73029 | 0.68008 | 0.65209 | 0.63756 | 0.6374 | 0.64115 | 0.61331 | 0.64431 | 0.66919 | 0.71561 | 0.76631 | 0.81417 | 0.83176 | 0.83935 | 0.84509 | 0.84953 | 0.85561 | 0.86037 | 0.87105 | 0.87575 | 0.88597 | 0.90041 | 0.87393 | 0.81443 | 18.5047 | 6 | 111.0282 | 0.90041
VT | natural gas combined cycle | Winter Peak | 0.64323 | 0.63283 | 0.62936 | 0.62643 | 0.63446 | 0.66574 | 0.70378 | 0.69819 | 0.66145 | 0.61702 | 0.59971 | 0.58437 | 0.57224 | 0.54449 | 0.54098 | 0.56925 | 0.635 | 0.68678 | 0.7241 | 0.73002 | 0.72478 | 0.72632 | 0.7068 | 0.66856 | 15.5259 | 7 | 108.6811 | 0.73002
VT | crude oil | Winter | 0.001 | 0.001 | 0.001 | 0.001 | 0.001 | 0.001 | 0.001 | 0.001 | 0.001 | 0.001 | 0.001 | 0.001 | 0.001 | 0.001 | 0.001 | 0.001 | 0.001 | 0.001 | 0.001 | 0.001 | 0.001 | 0.001 | 0.001 | 0.001 | 0.024 | 57 | 1.368 | 0.001
VT | crude oil | Spring | 0.001 | 0.001 | 0.001 | 0.001 | 0.001 | 0.001 | 0.001 | 0.001 | 0.001 | 0.001 | 0.001 | 0.001 | 0.001 | 0.001 | 0.001 | 0.001 | 0.001 | 0.001 | 0.001 | 0.001 | 0.001 | 0.001 | 0.001 | 0.001 | 0.024 | 122 | 2.928 | 0.001
VT | crude oil | Summer | 0.001 | 0.001 | 0.001 | 0.001 | 0.001 | 0.001 | 0.001 | 0.001 | 0.001 | 0.001 | 0.001 | 0.001 | 0.001 | 0.001 | 0.001 | 0.001 | 0.001 | 0.001 | 0.001 | 0.001 | 0.001 | 0.001 | 0.001 | 0.001 | 0.024 | 111 | 2.664 | 0.001
VT | crude oil | Fall | 0.001 | 0.001 | 0.001 | 0.001 | 0.001 | 0.001 | 0.001 | 0.001 | 0.001 | 0.001 | 0.001 | 0.001 | 0.001 | 0.001 | 0.001 | 0.001 | 0.001 | 0.001 | 0.001 | 0.001 | 0.001 | 0.001 | 0.001 | 0.001 | 0.024 | 62 | 1.488 | 0.001
VT | crude oil | Summer Peak | 0.001 | 0.001 | 0.001 | 0.001 | 0.001 | 0.001 | 0.001 | 0.001 | 0.001 | 0.001 | 0.001 | 0.001 | 0.001 | 0.001 | 0.001 | 0.001 | 0.001 | 0.001 | 0.001 | 0.001 | 0.001 | 0.001 | 0.001 | 0.001 | 0.024 | 6 | 0.144 | 0.001
VT | crude oil | Winter Peak | 0.001 | 0.001 | 0.001 | 0.001 | 0.001 | 0.001 | 0.001 | 0.001 | 0.001 | 0.001 | 0.001 | 0.001 | 0.001 | 0.001 | 0.001 | 0.001 | 0.001 | 0.001 | 0.001 | 0.001 | 0.001 | 0.001 | 0.001 | 0.001 | 0.024 | 7 | 0.168 | 0.001
VT | geothermal | Winter | 0.6595 | 0.6595 | 0.6595 | 0.6595 | 0.6595 | 0.6595 | 0.6595 | 0.6595 | 0.6595 | 0.6595 | 0.6595 | 0.6595 | 0.6595 | 0.6595 | 0.6595 | 0.6595 | 0.6595 | 0.6595 | 0.6595 | 0.6595 | 0.6595 | 0.6595 | 0.6595 | 0.6595 | 15.828 | 57 | 902.196 | 0.6595
VT | geothermal | Spring | 0.6595 | 0.6595 | 0.6595 | 0.6595 | 0.6595 | 0.6595 | 0.6595 | 0.6595 | 0.6595 | 0.6595 | 0.6595 | 0.6595 | 0.6595 | 0.6595 | 0.6595 | 0.6595 | 0.6595 | 0.6595 | 0.6595 | 0.6595 | 0.6595 | 0.6595 | 0.6595 | 0.6595 | 15.828 | 122 | 1931.016 | 0.6595
VT | geothermal | Summer | 0.6595 | 0.6595 | 0.6595 | 0.6595 | 0.6595 | 0.6595 | 0.6595 | 0.6595 | 0.6595 | 0.6595 | 0.6595 | 0.6595 | 0.6595 | 0.6595 | 0.6595 | 0.6595 | 0.6595 | 0.6595 | 0.6595 | 0.6595 | 0.6595 | 0.6595 | 0.6595 | 0.6595 | 15.828 | 111 | 1756.908 | 0.6595
VT | geothermal | Fall | 0.6595 | 0.6595 | 0.6595 | 0.6595 | 0.6595 | 0.6595 | 0.6595 | 0.6595 | 0.6595 | 0.6595 | 0.6595 | 0.6595 | 0.6595 | 0.6595 | 0.6595 | 0.6595 | 0.6595 | 0.6595 | 0.6595 | 0.6595 | 0.6595 | 0.6595 | 0.6595 | 0.6595 | 15.828 | 62 | 981.336 | 0.6595
VT | geothermal | Summer Peak | 0.6595 | 0.6595 | 0.6595 | 0.6595 | 0.6595 | 0.6595 | 0.6595 | 0.6595 | 0.6595 | 0.6595 | 0.6595 | 0.6595 | 0.6595 | 0.6595 | 0.6595 | 0.6595 | 0.6595 | 0.6595 | 0.6595 | 0.6595 | 0.6595 | 0.6595 | 0.6595 | 0.6595 | 15.828 | 6 | 94.968 | 0.6595
VT | geothermal | Winter Peak | 0.6595 | 0.6595 | 0.6595 | 0.6595 | 0.6595 | 0.6595 | 0.6595 | 0.6595 | 0.6595 | 0.6595 | 0.6595 | 0.6595 | 0.6595 | 0.6595 | 0.6595 | 0.6595 | 0.6595 | 0.6595 | 0.6595 | 0.6595 | 0.6595 | 0.6595 | 0.6595 | 0.6595 | 15.828 | 7 | 110.796 | 0.6595
VT | hard coal ccs | Winter | 0.8 | 0.8 | 0.8 | 0.8 | 0.8 | 0.8 | 0.8 | 0.8 | 0.8 | 0.8 | 0.8 | 0.8 | 0.8 | 0.8 | 0.8 | 0.8 | 0.8 | 0.8 | 0.8 | 0.8 | 0.8 | 0.8 | 0.8 | 0.8 | 19.2 | 57 | 1094.4 | 0.8
VT | hard coal ccs | Spring | 0.8 | 0.8 | 0.8 | 0.8 | 0.8 | 0.8 | 0.8 | 0.8 | 0.8 | 0.8 | 0.8 | 0.8 | 0.8 | 0.8 | 0.8 | 0.8 | 0.8 | 0.8 | 0.8 | 0.8 | 0.8 | 0.8 | 0.8 | 0.8 | 19.2 | 122 | 2342.4 | 0.8
VT | hard coal ccs | Summer | 0.8 | 0.8 | 0.8 | 0.8 | 0.8 | 0.8 | 0.8 | 0.8 | 0.8 | 0.8 | 0.8 | 0.8 | 0.8 | 0.8 | 0.8 | 0.8 | 0.8 | 0.8 | 0.8 | 0.8 | 0.8 | 0.8 | 0.8 | 0.8 | 19.2 | 111 | 2131.2 | 0.8
VT | hard coal ccs | Fall | 0.8 | 0.8 | 0.8 | 0.8 | 0.8 | 0.8 | 0.8 | 0.8 | 0.8 | 0.8 | 0.8 | 0.8 | 0.8 | 0.8 | 0.8 | 0.8 | 0.8 | 0.8 | 0.8 | 0.8 | 0.8 | 0.8 | 0.8 | 0.8 | 19.2 | 62 | 1190.4 | 0.8
VT | hard coal ccs | Summer Peak | 0.8 | 0.8 | 0.8 | 0.8 | 0.8 | 0.8 | 0.8 | 0.8 | 0.8 | 0.8 | 0.8 | 0.8 | 0.8 | 0.8 | 0.8 | 0.8 | 0.8 | 0.8 | 0.8 | 0.8 | 0.8 | 0.8 | 0.8 | 0.8 | 19.2 | 6 | 115.2 | 0.8
VT | hard coal ccs | Winter Peak | 0.8 | 0.8 | 0.8 | 0.8 | 0.8 | 0.8 | 0.8 | 0.8 | 0.8 | 0.8 | 0.8 | 0.8 | 0.8 | 0.8 | 0.8 | 0.8 | 0.8 | 0.8 | 0.8 | 0.8 | 0.8 | 0.8 | 0.8 | 0.8 | 19.2 | 7 | 134.4 | 0.8
VT | hard coal | Winter | 0.41799 | 0.39929 | 0.39481 | 0.39589 | 0.41145 | 0.45686 | 0.51421 | 0.52495 | 0.48809 | 0.46094 | 0.45037 | 0.44599 | 0.43809 | 0.42332 | 0.4154 | 0.43045 | 0.49503 | 0.56679 | 0.59327 | 0.59551 | 0.58865 | 0.56282 | 0.51048 | 0.45615 | 11.4368 | 57 | 651.8978 | 0.59551
VT | hard coal | Spring | 0.22149 | 0.20807 | 0.20435 | 0.2051 | 0.21052 | 0.23008 | 0.24655 | 0.24317 | 0.23712 | 0.23626 | 0.24645 | 0.25918 | 0.27032 | 0.27636 | 0.28394 | 0.29286 | 0.31959 | 0.36572 | 0.38762 | 0.40493 | 0.404 | 0.38679 | 0.32087 | 0.25518 | 6.7165 | 122 | 819.4171 | 0.40493
VT | hard coal | Summer | 0.53095 | 0.49287 | 0.47083 | 0.46251 | 0.46644 | 0.47814 | 0.47899 | 0.49583 | 0.52193 | 0.54831 | 0.60263 | 0.65895 | 0.7043 | 0.73284 | 0.74956 | 0.76182 | 0.77126 | 0.78052 | 0.79539 | 0.80685 | 0.80217 | 0.77568 | 0.6948 | 0.59655 | 15.1801 | 111 | 1684.991 | 0.80685
VT | hard coal | Fall | 0.34308 | 0.32859 | 0.32402 | 0.32351 | 0.32833 | 0.35605 | 0.38938 | 0.37858 | 0.37428 | 0.37804 | 0.3896 | 0.41293 | 0.43802 | 0.45606 | 0.46483 | 0.48457 | 0.53102 | 0.56518 | 0.58208 | 0.58185 | 0.56943 | 0.51799 | 0.44017 | 0.37225 | 10.3298 | 62 | 640.448 | 0.58208
VT | hard coal | Summer Peak | 0.68924 | 0.61095 | 0.55756 | 0.52954 | 0.52641 | 0.53022 | 0.52193 | 0.58761 | 0.64562 | 0.72065 | 0.77642 | 0.82039 | 0.84173 | 0.85354 | 0.85925 | 0.86168 | 0.86366 | 0.86932 | 0.87814 | 0.88172 | 0.88883 | 0.88747 | 0.87735 | 0.80891 | 17.8882 | 6 | 107.329 | 0.88883
VT | hard coal | Winter Peak | 0.59398 | 0.57386 | 0.55647 | 0.55495 | 0.57599 | 0.62696 | 0.69933 | 0.71923 | 0.63323 | 0.59117 | 0.58038 | 0.57526 | 0.55919 | 0.52709 | 0.51077 | 0.54236 | 0.65826 | 0.67157 | 0.71941 | 0.71885 | 0.72172 | 0.70637 | 0.68075 | 0.63043 | 14.9276 | 7 | 104.4931 | 0.72172
VT | heavy or residual fuel oil | Winter | 0 | 0 | 0 | 0 | 0 | 0 | 0 | 0 | 0 | 0 | 0 | 0 | 0 | 0 | 0 | 0 | 0 | 0 | 0 | 0 | 0 | 0 | 0 | 0 | 0 | 57 | 0 | 0
VT | heavy or residual fuel oil | Spring | 0 | 0 | 0 | 0 | 0 | 0 | 0 | 0 | 0 | 0 | 0 | 0 | 0 | 0 | 0 | 0 | 0 | 0 | 0 | 0 | 0 | 0 | 0 | 0 | 0 | 122 | 0 | 0
VT | heavy or residual fuel oil | Summer | 0 | 0 | 0 | 0 | 0 | 0 | 0 | 0 | 0 | 0 | 0 | 0 | 0 | 0 | 0 | 0 | 0 | 0 | 0 | 0 | 0 | 0 | 0 | 0 | 0 | 111 | 0 | 0
VT | heavy or residual fuel oil | Fall | 0 | 0 | 0 | 0 | 0 | 0 | 0 | 0 | 0 | 0 | 0 | 0 | 0 | 0 | 0 | 0 | 0 | 0 | 0 | 0 | 0 | 0 | 0 | 0 | 0 | 62 | 0 | 0
VT | heavy or residual fuel oil | Summer Peak | 0 | 0 | 0 | 0 | 0 | 0 | 0 | 0 | 0 | 0 | 0 | 0 | 0 | 0 | 0 | 0 | 0 | 0 | 0 | 0 | 0 | 0 | 0 | 0 | 0 | 6 | 0 | 0
VT | heavy or residual fuel oil | Winter Peak | 0 | 0 | 0 | 0 | 0 | 0 | 0 | 0 | 0 | 0 | 0 | 0 | 0 | 0 | 0 | 0 | 0 | 0 | 0 | 0 | 0 | 0 | 0 | 0 | 0 | 7 | 0 | 0
VT | hydro | Winter | 0.37787 | 0.37551 | 0.37551 | 0.37551 | 0.37551 | 0.38281 | 0.37809 | 0.3805 | 0.3805 | 0.37679 | 0.37551 | 0.38023 | 0.38124 | 0.37988 | 0.39057 | 0.40388 | 0.43498 | 0.47 | 0.47761 | 0.47144 | 0.47982 | 0.45777 | 0.4309 | 0.4042 | 9.7166 | 57 | 553.8489 | 0.47982
VT | hydro | Spring | 0.36391 | 0.36391 | 0.36391 | 0.36391 | 0.36391 | 0.36391 | 0.36623 | 0.37118 | 0.36734 | 0.36501 | 0.36617 | 0.36914 | 0.37262 | 0.37898 | 0.38452 | 0.39698 | 0.42968 | 0.46571 | 0.45939 | 0.47617 | 0.46521 | 0.42967 | 0.3923 | 0.36961 | 9.4094 | 122 | 1147.9421 | 0.47617
VT | hydro | Summer | 0.36719 | 0.36719 | 0.36719 | 0.36719 | 0.36719 | 0.36719 | 0.37091 | 0.38259 | 0.37913 | 0.37345 | 0.37833 | 0.37882 | 0.37864 | 0.38144 | 0.38904 | 0.40605 | 0.45199 | 0.4853 | 0.47627 | 0.49248 | 0.48308 | 0.43994 | 0.40562 | 0.37103 | 9.6272 | 111 | 1068.624 | 0.49248
VT | hydro | Fall | 0.36378 | 0.36287 | 0.36287 | 0.36287 | 0.36287 | 0.36504 | 0.36287 | 0.36516 | 0.36377 | 0.3672 | 0.3672 | 0.3742 | 0.37637 | 0.3723 | 0.3765 | 0.37917 | 0.40477 | 0.4495 | 0.44722 | 0.47672 | 0.46055 | 0.43068 | 0.39904 | 0.3695 | 9.323 | 62 | 578.028 | 0.47672
VT | hydro | Summer Peak | 0.30139 | 0.30139 | 0.30139 | 0.30139 | 0.30139 | 0.30139 | 0.30139 | 0.30139 | 0.30139 | 0.30139 | 0.30139 | 0.30139 | 0.30139 | 0.32635 | 0.3513 | 0.3513 | 0.3513 | 0.39477 | 0.40122 | 0.40122 | 0.37541 | 0.37626 | 0.31682 | 0.30139 | 7.8654 | 6 | 47.1924 | 0.40122
VT | hydro | Winter Peak | 0.38994 | 0.38994 | 0.38994 | 0.38994 | 0.38994 | 0.38994 | 0.38994 | 0.38994 | 0.38994 | 0.38994 | 0.38994 | 0.38994 | 0.38994 | 0.38994 | 0.38994 | 0.42011 | 0.47117 | 0.5321 | 0.5321 | 0.5321 | 0.5321 | 0.43056 | 0.41025 | 0.38994 | 10.0995 | 7 | 70.6965 | 0.5321
VT | hydrogen combined cycle | Winter | 0.45865 | 0.44819 | 0.44487 | 0.4445 | 0.45206 | 0.47424 | 0.50064 | 0.50339 | 0.48016 | 0.46114 | 0.447 | 0.44111 | 0.43755 | 0.43145 | 0.43031 | 0.4417 | 0.47908 | 0.52601 | 0.55871 | 0.56646 | 0.55935 | 0.54348 | 0.51697 | 0.48448 | 11.5315 | 57 | 657.2952 | 0.56646
VT | hydrogen combined cycle | Spring | 0.4018 | 0.38171 | 0.37481 | 0.37479 | 0.3845 | 0.40516 | 0.40454 | 0.39208 | 0.38092 | 0.37798 | 0.38681 | 0.398 | 0.40854 | 0.41679 | 0.42485 | 0.43687 | 0.45933 | 0.49339 | 0.51597 | 0.53674 | 0.54157 | 0.52796 | 0.4906 | 0.4437 | 10.3595 | 122 | 1263.8533 | 0.54157
VT | hydrogen combined cycle | Summer | 0.55841 | 0.52309 | 0.50376 | 0.49785 | 0.50016 | 0.50458 | 0.49333 | 0.49706 | 0.49929 | 0.519 | 0.55743 | 0.59573 | 0.62454 | 0.64292 | 0.65474 | 0.66469 | 0.67333 | 0.68359 | 0.69574 | 0.70548 | 0.70958 | 0.70318 | 0.65826 | 0.60216 | 14.2679 | 111 | 1583.7363 | 0.70958
VT | hydrogen combined cycle | Fall | 0.46462 | 0.44808 | 0.44107 | 0.43892 | 0.44465 | 0.46673 | 0.47697 | 0.45886 | 0.44734 | 0.43818 | 0.45132 | 0.47108 | 0.48802 | 0.50029 | 0.50941 | 0.52697 | 0.55901 | 0.58726 | 0.61844 | 0.62642 | 0.61673 | 0.58704 | 0.54154 | 0.49716 | 12.1061 | 62 | 750.5785 | 0.62642
VT | hydrogen combined cycle | Summer Peak | 0.62237 | 0.57958 | 0.55572 | 0.54335 | 0.54321 | 0.5464 | 0.52267 | 0.54909 | 0.5703 | 0.60986 | 0.65307 | 0.69385 | 0.70885 | 0.71531 | 0.7202 | 0.72399 | 0.72917 | 0.73322 | 0.74233 | 0.74633 | 0.75504 | 0.76735 | 0.74478 | 0.69408 | 15.7701 | 6 | 94.6209 | 0.76735
VT | hydrogen combined cycle | Winter Peak | 0.54818 | 0.53931 | 0.53635 | 0.53386 | 0.54071 | 0.56736 | 0.59978 | 0.59501 | 0.5637 | 0.52584 | 0.51109 | 0.49801 | 0.48768 | 0.46402 | 0.46104 | 0.48512 | 0.54116 | 0.58529 | 0.61709 | 0.62214 | 0.61767 | 0.61899 | 0.60235 | 0.56976 | 13.2315 | 7 | 92.6205 | 0.62214
VT | hydrogen ct | Winter | 0.029724 | 0.028895 | 0.028231 | 0.027741 | 0.027357 | 0.02662 | 0.038852 | 0.037706 | 0.032024 | 0.027715 | 0.03031 | 0.041507 | 0.051025 | 0.06816 | 0.086383 | 0.10274 | 0.1295 | 0.20657 | 0.2944 | 0.2921 | 0.18841 | 0.11969 | 0.062055 | 0.040478 | 2.0182 | 57 | 115.0377 | 0.2944
VT | hydrogen ct | Spring | 0.045323 | 0.042652 | 0.042069 | 0.041852 | 0.041392 | 0.040659 | 0.041601 | 0.044686 | 0.04384 | 0.040584 | 0.042724 | 0.056486 | 0.074325 | 0.10111 | 0.13205 | 0.16499 | 0.20909 | 0.28808 | 0.39572 | 0.34576 | 0.23794 | 0.16742 | 0.077612 | 0.051962 | 2.7699 | 122 | 337.9304 | 0.39572
VT | hydrogen ct | Summer | 0.04772 | 0.044697 | 0.044003 | 0.043728 | 0.043611 | 0.043422 | 0.0491 | 0.053696 | 0.046791 | 0.043522 | 0.045469 | 0.056113 | 0.077204 | 0.10935 | 0.13971 | 0.16893 | 0.20606 | 0.28079 | 0.36209 | 0.32715 | 0.2317 | 0.14657 | 0.076952 | 0.05697 | 2.7453 | 111 | 304.7335 | 0.36209
VT | hydrogen ct | Fall | 0.049453 | 0.045947 | 0.045043 | 0.044799 | 0.044663 | 0.042828 | 0.04186 | 0.044937 | 0.043899 | 0.042048 | 0.042884 | 0.049359 | 0.067871 | 0.086099 | 0.10735 | 0.13163 | 0.16223 | 0.21742 | 0.31658 | 0.28292 | 0.19684 | 0.12742 | 0.056541 | 0.039964 | 2.3306 | 62 | 144.4966 | 0.31658
VT | hydrogen ct | Summer Peak | 0.18621 | 0.16592 | 0.16427 | 0.16341 | 0.16328 | 0.16261 | 0.16194 | 0.16194 | 0.16194 | 0.16194 | 0.16523 | 0.18238 | 0.22095 | 0.33103 | 0.45396 | 0.56468 | 0.71067 | 0.93547 | 1 | 0.96396 | 0.81513 | 0.53139 | 0.29633 | 0.21434 | 9.039 | 6 | 54.234 | 1
VT | hydrogen ct | Winter Peak | 0.01158 | 0.010122 | 0.0098237 | 0.0098237 | 0.0098237 | 0.0098237 | 0.0098237 | 0.024394 | 0.024394 | 0.0098237 | 0.0098237 | 0.0098237 | 0.0098614 | 0.010333 | 0.010333 | 0.01339 | 0.016708 | 0.044771 | 0.12936 | 0.087906 | 0.040053 | 0.029691 | 0.014779 | 0.014779 | 0.57104 | 7 | 3.9973 | 0.12936
VT | lignite ccs | Winter | 0.8 | 0.8 | 0.8 | 0.8 | 0.8 | 0.8 | 0.8 | 0.8 | 0.8 | 0.8 | 0.8 | 0.8 | 0.8 | 0.8 | 0.8 | 0.8 | 0.8 | 0.8 | 0.8 | 0.8 | 0.8 | 0.8 | 0.8 | 0.8 | 19.2 | 57 | 1094.4 | 0.8
VT | lignite ccs | Spring | 0.8 | 0.8 | 0.8 | 0.8 | 0.8 | 0.8 | 0.8 | 0.8 | 0.8 | 0.8 | 0.8 | 0.8 | 0.8 | 0.8 | 0.8 | 0.8 | 0.8 | 0.8 | 0.8 | 0.8 | 0.8 | 0.8 | 0.8 | 0.8 | 19.2 | 122 | 2342.4 | 0.8
VT | lignite ccs | Summer | 0.8 | 0.8 | 0.8 | 0.8 | 0.8 | 0.8 | 0.8 | 0.8 | 0.8 | 0.8 | 0.8 | 0.8 | 0.8 | 0.8 | 0.8 | 0.8 | 0.8 | 0.8 | 0.8 | 0.8 | 0.8 | 0.8 | 0.8 | 0.8 | 19.2 | 111 | 2131.2 | 0.8
VT | lignite ccs | Fall | 0.8 | 0.8 | 0.8 | 0.8 | 0.8 | 0.8 | 0.8 | 0.8 | 0.8 | 0.8 | 0.8 | 0.8 | 0.8 | 0.8 | 0.8 | 0.8 | 0.8 | 0.8 | 0.8 | 0.8 | 0.8 | 0.8 | 0.8 | 0.8 | 19.2 | 62 | 1190.4 | 0.8
VT | lignite ccs | Summer Peak | 0.8 | 0.8 | 0.8 | 0.8 | 0.8 | 0.8 | 0.8 | 0.8 | 0.8 | 0.8 | 0.8 | 0.8 | 0.8 | 0.8 | 0.8 | 0.8 | 0.8 | 0.8 | 0.8 | 0.8 | 0.8 | 0.8 | 0.8 | 0.8 | 19.2 | 6 | 115.2 | 0.8
VT | lignite ccs | Winter Peak | 0.8 | 0.8 | 0.8 | 0.8 | 0.8 | 0.8 | 0.8 | 0.8 | 0.8 | 0.8 | 0.8 | 0.8 | 0.8 | 0.8 | 0.8 | 0.8 | 0.8 | 0.8 | 0.8 | 0.8 | 0.8 | 0.8 | 0.8 | 0.8 | 19.2 | 7 | 134.4 | 0.8
VT | lignite | Winter | 0.638 | 0.638 | 0.638 | 0.638 | 0.638 | 0.638 | 0.638 | 0.638 | 0.638 | 0.638 | 0.638 | 0.638 | 0.638 | 0.638 | 0.638 | 0.638 | 0.638 | 0.638 | 0.638 | 0.638 | 0.638 | 0.638 | 0.638 | 0.638 | 15.312 | 57 | 872.784 | 0.638
VT | lignite | Spring | 0.638 | 0.638 | 0.638 | 0.638 | 0.638 | 0.638 | 0.638 | 0.638 | 0.638 | 0.638 | 0.638 | 0.638 | 0.638 | 0.638 | 0.638 | 0.638 | 0.638 | 0.638 | 0.638 | 0.638 | 0.638 | 0.638 | 0.638 | 0.638 | 15.312 | 122 | 1868.064 | 0.638
VT | lignite | Summer | 0.638 | 0.638 | 0.638 | 0.638 | 0.638 | 0.638 | 0.638 | 0.638 | 0.638 | 0.638 | 0.638 | 0.638 | 0.638 | 0.638 | 0.638 | 0.638 | 0.638 | 0.638 | 0.638 | 0.638 | 0.638 | 0.638 | 0.638 | 0.638 | 15.312 | 111 | 1699.632 | 0.638
VT | lignite | Fall | 0.638 | 0.638 | 0.638 | 0.638 | 0.638 | 0.638 | 0.638 | 0.638 | 0.638 | 0.638 | 0.638 | 0.638 | 0.638 | 0.638 | 0.638 | 0.638 | 0.638 | 0.638 | 0.638 | 0.638 | 0.638 | 0.638 | 0.638 | 0.638 | 15.312 | 62 | 949.344 | 0.638
VT | lignite | Summer Peak | 0.638 | 0.638 | 0.638 | 0.638 | 0.638 | 0.638 | 0.638 | 0.638 | 0.638 | 0.638 | 0.638 | 0.638 | 0.638 | 0.638 | 0.638 | 0.638 | 0.638 | 0.638 | 0.638 | 0.638 | 0.638 | 0.638 | 0.638 | 0.638 | 15.312 | 6 | 91.872 | 0.638
VT | lignite | Winter Peak | 0.638 | 0.638 | 0.638 | 0.638 | 0.638 | 0.638 | 0.638 | 0.638 | 0.638 | 0.638 | 0.638 | 0.638 | 0.638 | 0.638 | 0.638 | 0.638 | 0.638 | 0.638 | 0.638 | 0.638 | 0.638 | 0.638 | 0.638 | 0.638 | 15.312 | 7 | 107.184 | 0.638
VT | municipal solid waste | Winter | 0.7342 | 0.7342 | 0.7342 | 0.7342 | 0.7342 | 0.7342 | 0.7342 | 0.7342 | 0.7342 | 0.7342 | 0.7342 | 0.7342 | 0.7342 | 0.7342 | 0.7342 | 0.7342 | 0.7342 | 0.7342 | 0.7342 | 0.7342 | 0.7342 | 0.7342 | 0.7342 | 0.7342 | 17.6208 | 57 | 1004.3856 | 0.7342
VT | municipal solid waste | Spring | 0.7342 | 0.7342 | 0.7342 | 0.7342 | 0.7342 | 0.7342 | 0.7342 | 0.7342 | 0.7342 | 0.7342 | 0.7342 | 0.7342 | 0.7342 | 0.7342 | 0.7342 | 0.7342 | 0.7342 | 0.7342 | 0.7342 | 0.7342 | 0.7342 | 0.7342 | 0.7342 | 0.7342 | 17.6208 | 122 | 2149.7376 | 0.7342
VT | municipal solid waste | Summer | 0.7342 | 0.7342 | 0.7342 | 0.7342 | 0.7342 | 0.7342 | 0.7342 | 0.7342 | 0.7342 | 0.7342 | 0.7342 | 0.7342 | 0.7342 | 0.7342 | 0.7342 | 0.7342 | 0.7342 | 0.7342 | 0.7342 | 0.7342 | 0.7342 | 0.7342 | 0.7342 | 0.7342 | 17.6208 | 111 | 1955.9088 | 0.7342
VT | municipal solid waste | Fall | 0.7342 | 0.7342 | 0.7342 | 0.7342 | 0.7342 | 0.7342 | 0.7342 | 0.7342 | 0.7342 | 0.7342 | 0.7342 | 0.7342 | 0.7342 | 0.7342 | 0.7342 | 0.7342 | 0.7342 | 0.7342 | 0.7342 | 0.7342 | 0.7342 | 0.7342 | 0.7342 | 0.7342 | 17.6208 | 62 | 1092.4896 | 0.7342
VT | municipal solid waste | Summer Peak | 0.7342 | 0.7342 | 0.7342 | 0.7342 | 0.7342 | 0.7342 | 0.7342 | 0.7342 | 0.7342 | 0.7342 | 0.7342 | 0.7342 | 0.7342 | 0.7342 | 0.7342 | 0.7342 | 0.7342 | 0.7342 | 0.7342 | 0.7342 | 0.7342 | 0.7342 | 0.7342 | 0.7342 | 17.6208 | 6 | 105.7248 | 0.7342
VT | municipal solid waste | Winter Peak | 0.7342 | 0.7342 | 0.7342 | 0.7342 | 0.7342 | 0.7342 | 0.7342 | 0.7342 | 0.7342 | 0.7342 | 0.7342 | 0.7342 | 0.7342 | 0.7342 | 0.7342 | 0.7342 | 0.7342 | 0.7342 | 0.7342 | 0.7342 | 0.7342 | 0.7342 | 0.7342 | 0.7342 | 17.6208 | 7 | 123.3456 | 0.7342
VT | natural gas peaker | Winter | 0.029724 | 0.028895 | 0.028231 | 0.027741 | 0.027357 | 0.02662 | 0.038852 | 0.037706 | 0.032024 | 0.027715 | 0.03031 | 0.041507 | 0.051025 | 0.06816 | 0.086383 | 0.10274 | 0.1295 | 0.20657 | 0.2944 | 0.2921 | 0.18841 | 0.11969 | 0.062055 | 0.040478 | 2.0182 | 57 | 115.0377 | 0.2944
VT | natural gas peaker | Spring | 0.045323 | 0.042652 | 0.042069 | 0.041852 | 0.041392 | 0.040659 | 0.041601 | 0.044686 | 0.04384 | 0.040584 | 0.042724 | 0.056486 | 0.074325 | 0.10111 | 0.13205 | 0.16499 | 0.20909 | 0.28808 | 0.39572 | 0.34576 | 0.23794 | 0.16742 | 0.077612 | 0.051962 | 2.7699 | 122 | 337.9304 | 0.39572
VT | natural gas peaker | Summer | 0.04772 | 0.044697 | 0.044003 | 0.043728 | 0.043611 | 0.043422 | 0.0491 | 0.053696 | 0.046791 | 0.043522 | 0.045469 | 0.056113 | 0.077204 | 0.10935 | 0.13971 | 0.16893 | 0.20606 | 0.28079 | 0.36209 | 0.32715 | 0.2317 | 0.14657 | 0.076952 | 0.05697 | 2.7453 | 111 | 304.7335 | 0.36209
VT | natural gas peaker | Fall | 0.049453 | 0.045947 | 0.045043 | 0.044799 | 0.044663 | 0.042828 | 0.04186 | 0.044937 | 0.043899 | 0.042048 | 0.042884 | 0.049359 | 0.067871 | 0.086099 | 0.10735 | 0.13163 | 0.16223 | 0.21742 | 0.31658 | 0.28292 | 0.19684 | 0.12742 | 0.056541 | 0.039964 | 2.3306 | 62 | 144.4966 | 0.31658
VT | natural gas peaker | Summer Peak | 0.18621 | 0.16592 | 0.16427 | 0.16341 | 0.16328 | 0.16261 | 0.16194 | 0.16194 | 0.16194 | 0.16194 | 0.16523 | 0.18238 | 0.22095 | 0.33103 | 0.45396 | 0.56468 | 0.71067 | 0.93547 | 1 | 0.96396 | 0.81513 | 0.53139 | 0.29633 | 0.21434 | 9.039 | 6 | 54.234 | 1
VT | natural gas peaker | Winter Peak | 0.01158 | 0.010122 | 0.0098237 | 0.0098237 | 0.0098237 | 0.0098237 | 0.0098237 | 0.024394 | 0.024394 | 0.0098237 | 0.0098237 | 0.0098237 | 0.0098614 | 0.010333 | 0.010333 | 0.01339 | 0.016708 | 0.044771 | 0.12936 | 0.087906 | 0.040053 | 0.029691 | 0.014779 | 0.014779 | 0.57104 | 7 | 3.9973 | 0.12936
VT | nuclear | Winter | 0.909 | 0.909 | 0.909 | 0.909 | 0.909 | 0.909 | 0.909 | 0.909 | 0.909 | 0.909 | 0.909 | 0.909 | 0.909 | 0.909 | 0.909 | 0.909 | 0.909 | 0.909 | 0.909 | 0.909 | 0.909 | 0.909 | 0.909 | 0.909 | 21.816 | 57 | 1243.512 | 0.909
VT | nuclear | Spring | 0.909 | 0.909 | 0.909 | 0.909 | 0.909 | 0.909 | 0.909 | 0.909 | 0.909 | 0.909 | 0.909 | 0.909 | 0.909 | 0.909 | 0.909 | 0.909 | 0.909 | 0.909 | 0.909 | 0.909 | 0.909 | 0.909 | 0.909 | 0.909 | 21.816 | 122 | 2661.552 | 0.909
VT | nuclear | Summer | 0.909 | 0.909 | 0.909 | 0.909 | 0.909 | 0.909 | 0.909 | 0.909 | 0.909 | 0.909 | 0.909 | 0.909 | 0.909 | 0.909 | 0.909 | 0.909 | 0.909 | 0.909 | 0.909 | 0.909 | 0.909 | 0.909 | 0.909 | 0.909 | 21.816 | 111 | 2421.576 | 0.909
VT | nuclear | Fall | 0.909 | 0.909 | 0.909 | 0.909 | 0.909 | 0.909 | 0.909 | 0.909 | 0.909 | 0.909 | 0.909 | 0.909 | 0.909 | 0.909 | 0.909 | 0.909 | 0.909 | 0.909 | 0.909 | 0.909 | 0.909 | 0.909 | 0.909 | 0.909 | 21.816 | 62 | 1352.592 | 0.909
VT | nuclear | Summer Peak | 0.909 | 0.909 | 0.909 | 0.909 | 0.909 | 0.909 | 0.909 | 0.909 | 0.909 | 0.909 | 0.909 | 0.909 | 0.909 | 0.909 | 0.909 | 0.909 | 0.909 | 0.909 | 0.909 | 0.909 | 0.909 | 0.909 | 0.909 | 0.909 | 21.816 | 6 | 130.896 | 0.909
VT | nuclear | Winter Peak | 0.909 | 0.909 | 0.909 | 0.909 | 0.909 | 0.909 | 0.909 | 0.909 | 0.909 | 0.909 | 0.909 | 0.909 | 0.909 | 0.909 | 0.909 | 0.909 | 0.909 | 0.909 | 0.909 | 0.909 | 0.909 | 0.909 | 0.909 | 0.909 | 21.816 | 7 | 152.712 | 0.909
VT | offshore wind | Winter | 0.45594 | 0.45056 | 0.44741 | 0.44472 | 0.44414 | 0.44592 | 0.453 | 0.45867 | 0.45992 | 0.44509 | 0.42493 | 0.40758 | 0.39627 | 0.39379 | 0.39549 | 0.40468 | 0.42588 | 0.44994 | 0.46033 | 0.46803 | 0.46878 | 0.46766 | 0.46443 | 0.45561 | 10.5888 | 57 | 603.5604 | 0.46878
VT | offshore wind | Spring | 0.44472 | 0.43504 | 0.43018 | 0.42314 | 0.4119 | 0.39669 | 0.38665 | 0.37127 | 0.3456 | 0.32681 | 0.31325 | 0.30347 | 0.30782 | 0.31905 | 0.3249 | 0.33608 | 0.35787 | 0.38535 | 0.40885 | 0.43556 | 0.4543 | 0.45487 | 0.45932 | 0.45564 | 9.2883 | 122 | 1133.1729 | 0.45932
VT | offshore wind | Summer | 0.29288 | 0.29765 | 0.30235 | 0.29737 | 0.28966 | 0.28019 | 0.26294 | 0.24089 | 0.2197 | 0.19962 | 0.1896 | 0.18456 | 0.17909 | 0.17794 | 0.18303 | 0.19485 | 0.21379 | 0.2254 | 0.23465 | 0.2561 | 0.25359 | 0.25068 | 0.25572 | 0.26705 | 5.7493 | 111 | 638.1741 | 0.30235
VT | offshore wind | Fall | 0.39945 | 0.40031 | 0.39867 | 0.39313 | 0.39477 | 0.39571 | 0.40203 | 0.40656 | 0.40312 | 0.39165 | 0.37299 | 0.36042 | 0.35176 | 0.34653 | 0.3498 | 0.3612 | 0.374 | 0.39329 | 0.40898 | 0.43052 | 0.45652 | 0.45589 | 0.44863 | 0.43021 | 9.5262 | 62 | 590.6214 | 0.45652
VT | offshore wind | Summer Peak | 0.21714 | 0.18 | 0.18571 | 0.18 | 0.16 | 0.12476 | 0.10667 | 0.10381 | 0.11048 | 0.10762 | 0.15048 | 0.23238 | 0.18571 | 0.16571 | 0.17905 | 0.20476 | 0.25333 | 0.29333 | 0.36857 | 0.42476 | 0.4219 | 0.46095 | 0.47048 | 0.42667 | 5.7143 | 6 | 34.2857 | 0.47048
VT | offshore wind | Winter Peak | 0.67238 | 0.70667 | 0.74 | 0.76857 | 0.79429 | 0.82476 | 0.84857 | 0.85238 | 0.85429 | 0.82286 | 0.79905 | 0.77429 | 0.76571 | 0.79238 | 0.81714 | 0.80952 | 0.80095 | 0.79333 | 0.78476 | 0.77619 | 0.74286 | 0.72571 | 0.69619 | 0.61429 | 18.5771 | 7 | 130.04 | 0.85429
VT | onshore wind | Winter | 0.31474 | 0.30517 | 0.2958 | 0.28769 | 0.28606 | 0.2791 | 0.26162 | 0.24471 | 0.23894 | 0.24002 | 0.24107 | 0.24898 | 0.25537 | 0.25883 | 0.26163 | 0.26183 | 0.2536 | 0.26928 | 0.29233 | 0.30456 | 0.30842 | 0.30749 | 0.30456 | 0.29661 | 6.6184 | 57 | 377.2489 | 0.31474
VT | onshore wind | Spring | 0.33496 | 0.3357 | 0.33617 | 0.33517 | 0.333 | 0.32184 | 0.30563 | 0.29463 | 0.2887 | 0.2903 | 0.29092 | 0.29801 | 0.30408 | 0.31116 | 0.31843 | 0.33151 | 0.34754 | 0.36044 | 0.38358 | 0.38983 | 0.38335 | 0.3727 | 0.35916 | 0.34128 | 7.9681 | 122 | 972.1091 | 0.38983
VT | onshore wind | Summer | 0.16641 | 0.15064 | 0.13962 | 0.1281 | 0.11991 | 0.11362 | 0.10485 | 0.094897 | 0.084368 | 0.082782 | 0.086327 | 0.093778 | 0.10234 | 0.11149 | 0.12058 | 0.138 | 0.15845 | 0.17691 | 0.19834 | 0.21006 | 0.21407 | 0.21661 | 0.21509 | 0.21468 | 3.4419 | 111 | 382.0529 | 0.21661
VT | onshore wind | Fall | 0.43206 | 0.4366 | 0.43907 | 0.43637 | 0.43358 | 0.42267 | 0.40643 | 0.40399 | 0.40744 | 0.42069 | 0.43914 | 0.46161 | 0.47788 | 0.4908 | 0.49752 | 0.49638 | 0.49148 | 0.48955 | 0.50552 | 0.50472 | 0.4886 | 0.47262 | 0.44449 | 0.42339 | 10.9226 | 62 | 677.2023 | 0.50552
VT | onshore wind | Summer Peak | 0.090283 | 0.082213 | 0.05646 | 0.046496 | 0.050225 | 0.042418 | 0.02858 | 0.028201 | 0.026744 | 0.027502 | 0.027618 | 0.02756 | 0.037319 | 0.031872 | 0.033008 | 0.034173 | 0.03796 | 0.044632 | 0.047545 | 0.057421 | 0.076037 | 0.068667 | 0.071929 | 0.082825 | 1.1577 | 6 | 6.9461 | 0.090283
VT | onshore wind | Winter Peak | 0.48809 | 0.49468 | 0.49163 | 0.48629 | 0.4748 | 0.44576 | 0.41624 | 0.37764 | 0.31059 | 0.24964 | 0.22207 | 0.18866 | 0.15392 | 0.1282 | 0.11934 | 0.12428 | 0.12985 | 0.14321 | 0.14476 | 0.15207 | 0.16558 | 0.19288 | 0.21892 | 0.25241 | 6.5715 | 7 | 46.0006 | 0.49468
VT | petroleum | Winter | 0.029724 | 0.028895 | 0.028231 | 0.027741 | 0.027357 | 0.02662 | 0.038852 | 0.037706 | 0.032024 | 0.027715 | 0.03031 | 0.041507 | 0.051025 | 0.06816 | 0.086383 | 0.10274 | 0.1295 | 0.20657 | 0.2944 | 0.2921 | 0.18841 | 0.11969 | 0.062055 | 0.040478 | 2.0182 | 57 | 115.0377 | 0.2944
VT | petroleum | Spring | 0.045323 | 0.042652 | 0.042069 | 0.041852 | 0.041392 | 0.040659 | 0.041601 | 0.044686 | 0.04384 | 0.040584 | 0.042724 | 0.056486 | 0.074325 | 0.10111 | 0.13205 | 0.16499 | 0.20909 | 0.28808 | 0.39572 | 0.34576 | 0.23794 | 0.16742 | 0.077612 | 0.051962 | 2.7699 | 122 | 337.9304 | 0.39572
VT | petroleum | Summer | 0.04772 | 0.044697 | 0.044003 | 0.043728 | 0.043611 | 0.043422 | 0.0491 | 0.053696 | 0.046791 | 0.043522 | 0.045469 | 0.056113 | 0.077204 | 0.10935 | 0.13971 | 0.16893 | 0.20606 | 0.28079 | 0.36209 | 0.32715 | 0.2317 | 0.14657 | 0.076952 | 0.05697 | 2.7453 | 111 | 304.7335 | 0.36209
VT | petroleum | Fall | 0.049453 | 0.045947 | 0.045043 | 0.044799 | 0.044663 | 0.042828 | 0.04186 | 0.044937 | 0.043899 | 0.042048 | 0.042884 | 0.049359 | 0.067871 | 0.086099 | 0.10735 | 0.13163 | 0.16223 | 0.21742 | 0.31658 | 0.28292 | 0.19684 | 0.12742 | 0.056541 | 0.039964 | 2.3306 | 62 | 144.4966 | 0.31658
VT | petroleum | Summer Peak | 0.18621 | 0.16592 | 0.16427 | 0.16341 | 0.16328 | 0.16261 | 0.16194 | 0.16194 | 0.16194 | 0.16194 | 0.16523 | 0.18238 | 0.22095 | 0.33103 | 0.45396 | 0.56468 | 0.71067 | 0.93547 | 1 | 0.96396 | 0.81513 | 0.53139 | 0.29633 | 0.21434 | 9.039 | 6 | 54.234 | 1
VT | petroleum | Winter Peak | 0.01158 | 0.010122 | 0.0098237 | 0.0098237 | 0.0098237 | 0.0098237 | 0.0098237 | 0.024394 | 0.024394 | 0.0098237 | 0.0098237 | 0.0098237 | 0.0098614 | 0.010333 | 0.010333 | 0.01339 | 0.016708 | 0.044771 | 0.12936 | 0.087906 | 0.040053 | 0.029691 | 0.014779 | 0.014779 | 0.57104 | 7 | 3.9973 | 0.12936
VT | pumped hydro | Winter | 0.050786 | 0.031782 | 0.011015 | 0.0036035 | 0.0015851 | 0.005556 | 0.040084 | 0.033931 | 0.015151 | 0.0089085 | 0.0017651 | 0.0025064 | 0.0017282 | 0.0011129 | 0.0006206 | 0.00067935 | 0.0057153 | 0.12696 | 0.27549 | 0.26941 | 0.19322 | 0.12361 | 0.087958 | 0.059443 | 1.3526 | 57 | 77.0995 | 0.27549
VT | pumped hydro | Spring | 0.13406 | 0.089046 | 0.043601 | 0.027674 | 0.022308 | 0.021574 | 0.03002 | 0.021769 | 0.01624 | 0.0019417 | 0.0019339 | 0.0016268 | 0.0017358 | 0.0033852 | 0.0067275 | 0.010701 | 0.041979 | 0.14699 | 0.34078 | 0.37694 | 0.3594 | 0.20445 | 0.15713 | 0.1425 | 2.2045 | 122 | 268.9501 | 0.37694
VT | pumped hydro | Summer | 0.088023 | 0.039339 | 0.016514 | 0.0093124 | 0.0054294 | 0.0038308 | 0.0031176 | 0.0012654 | 0.00015248 | 2.3472e-05 | 0.00083549 | 0.022595 | 0.10315 | 0.18902 | 0.2678 | 0.35551 | 0.45477 | 0.53128 | 0.58425 | 0.58312 | 0.54844 | 0.32976 | 0.16117 | 0.12689 | 4.4256 | 111 | 491.2418 | 0.58425
VT | pumped hydro | Fall | 0.087977 | 0.062359 | 0.024155 | 0.0062008 | 0.0025893 | 0.0017164 | 0.0023704 | 0.0063496 | 0.0078345 | 0.00033795 | 0.00071655 | 0.00089718 | 0.0046131 | 0.012083 | 0.021131 | 0.03584 | 0.098139 | 0.31041 | 0.39754 | 0.41951 | 0.24537 | 0.15513 | 0.1382 | 0.11573 | 2.1572 | 62 | 133.7465 | 0.41951
VT | pumped hydro | Summer Peak | 0.13154 | 0.040447 | 0 | 0 | 0 | 0 | 0 | 0 | 0 | 0.00043189 | 0.0018473 | 0.083516 | 0.34412 | 0.45311 | 0.54917 | 0.60615 | 0.63472 | 0.64234 | 0.639 | 0.63262 | 0.72697 | 0.67088 | 0.19429 | 0.14993 | 6.5011 | 6 | 39.0065 | 0.72697
VT | pumped hydro | Winter Peak | 0.0047638 | 0.0026573 | 0.0018473 | 0.0018473 | 0 | 0.094888 | 0.19155 | 0.14615 | 0.0043146 | 0.012964 | 0.003345 | 0.0052486 | 0.0036945 | 0 | 0 | 0 | 0.0048896 | 0.20752 | 0.3746 | 0.38504 | 0.33367 | 0.19894 | 0.069298 | 0.020111 | 2.0674 | 7 | 14.4715 | 0.38504
VT | smr | Winter | 0.9 | 0.9 | 0.9 | 0.9 | 0.9 | 0.9 | 0.9 | 0.9 | 0.9 | 0.9 | 0.9 | 0.9 | 0.9 | 0.9 | 0.9 | 0.9 | 0.9 | 0.9 | 0.9 | 0.9 | 0.9 | 0.9 | 0.9 | 0.9 | 21.6 | 57 | 1231.2 | 0.9
VT | smr | Spring | 0.9 | 0.9 | 0.9 | 0.9 | 0.9 | 0.9 | 0.9 | 0.9 | 0.9 | 0.9 | 0.9 | 0.9 | 0.9 | 0.9 | 0.9 | 0.9 | 0.9 | 0.9 | 0.9 | 0.9 | 0.9 | 0.9 | 0.9 | 0.9 | 21.6 | 122 | 2635.2 | 0.9
VT | smr | Summer | 0.9 | 0.9 | 0.9 | 0.9 | 0.9 | 0.9 | 0.9 | 0.9 | 0.9 | 0.9 | 0.9 | 0.9 | 0.9 | 0.9 | 0.9 | 0.9 | 0.9 | 0.9 | 0.9 | 0.9 | 0.9 | 0.9 | 0.9 | 0.9 | 21.6 | 111 | 2397.6 | 0.9
VT | smr | Fall | 0.9 | 0.9 | 0.9 | 0.9 | 0.9 | 0.9 | 0.9 | 0.9 | 0.9 | 0.9 | 0.9 | 0.9 | 0.9 | 0.9 | 0.9 | 0.9 | 0.9 | 0.9 | 0.9 | 0.9 | 0.9 | 0.9 | 0.9 | 0.9 | 21.6 | 62 | 1339.2 | 0.9
VT | smr | Summer Peak | 0.9 | 0.9 | 0.9 | 0.9 | 0.9 | 0.9 | 0.9 | 0.9 | 0.9 | 0.9 | 0.9 | 0.9 | 0.9 | 0.9 | 0.9 | 0.9 | 0.9 | 0.9 | 0.9 | 0.9 | 0.9 | 0.9 | 0.9 | 0.9 | 21.6 | 6 | 129.6 | 0.9
VT | smr | Winter Peak | 0.9 | 0.9 | 0.9 | 0.9 | 0.9 | 0.9 | 0.9 | 0.9 | 0.9 | 0.9 | 0.9 | 0.9 | 0.9 | 0.9 | 0.9 | 0.9 | 0.9 | 0.9 | 0.9 | 0.9 | 0.9 | 0.9 | 0.9 | 0.9 | 21.6 | 7 | 151.2 | 0.9
VT | solar pv dist | Winter | 0 | 0 | 0 | 0.00010153 | 0.0044773 | 0.017534 | 0.24968 | 0.38329 | 0.44562 | 0.45092 | 0.4538 | 0.43484 | 0.42759 | 0.51475 | 0.48554 | 0.3256 | 0.12148 | 0.048966 | 0.0039596 | 0 | 0 | 0 | 0 | 0 | 4.3681 | 57 | 248.9844 | 0.51475
VT | solar pv dist | Spring | 0 | 0 | 0 | 0.00020871 | 0.0060574 | 0.01896 | 0.18774 | 0.27439 | 0.32647 | 0.34018 | 0.33197 | 0.32352 | 0.30816 | 0.33199 | 0.27848 | 0.19982 | 0.12915 | 0.075426 | 0.0081256 | 0 | 0 | 0 | 0 | 0 | 3.1406 | 122 | 383.1591 | 0.34018
VT | solar pv dist | Summer | 0 | 0 | 0 | 0.0001147 | 0.005078 | 0.01611 | 0.16512 | 0.28209 | 0.36278 | 0.38784 | 0.38789 | 0.38056 | 0.38256 | 0.43869 | 0.36681 | 0.22411 | 0.12066 | 0.069981 | 0.0056984 | 0 | 0 | 0 | 0 | 0 | 3.5961 | 111 | 399.1667 | 0.43869
VT | solar pv dist | Fall | 0 | 0 | 0 | 0.00011201 | 0.0054137 | 0.020348 | 0.22244 | 0.32212 | 0.37394 | 0.38347 | 0.3572 | 0.37909 | 0.3654 | 0.39798 | 0.35117 | 0.27597 | 0.16543 | 0.094861 | 0.0069351 | 0 | 0 | 0 | 0 | 0 | 3.7219 | 62 | 230.7558 | 0.39798
VT | solar pv dist | Summer Peak | 0 | 0 | 0 | 0 | 0.0093557 | 0.039738 | 0.36381 | 0.3451 | 0.37355 | 0.3913 | 0.40355 | 0.36786 | 0.30691 | 0.19946 | 0.22078 | 0.12114 | 0.086709 | 0.065104 | 0.00048225 | 0 | 0 | 0 | 0 | 0 | 3.2948 | 6 | 19.7691 | 0.40355
VT | solar pv dist | Winter Peak | 0 | 0 | 0 | 0 | 0 | 0 | 0.0017361 | 0.1021 | 0.208 | 0.22479 | 0.19668 | 0.19089 | 0.21214 | 0.36615 | 0.21214 | 0.0078538 | 0 | 0 | 0 | 0 | 0 | 0 | 0 | 0 | 1.7225 | 7 | 12.0573 | 0.36615
VT | solar pv | Winter | 0 | 0 | 0 | 0.0003904 | 0.021195 | 0.10635 | 0.25689 | 0.39765 | 0.46964 | 0.47778 | 0.47471 | 0.4578 | 0.45363 | 0.45989 | 0.44115 | 0.32443 | 0.14189 | 0.036009 | 0.0044485 | 0 | 0 | 0 | 0 | 0 | 4.5239 | 57 | 257.8604 | 0.47778
VT | solar pv | Spring | 0 | 0 | 0 | 0.0007584 | 0.028608 | 0.10733 | 0.20173 | 0.29191 | 0.34763 | 0.36418 | 0.35726 | 0.34978 | 0.33606 | 0.32109 | 0.28375 | 0.2202 | 0.14785 | 0.064877 | 0.0079296 | 0 | 0 | 0 | 0 | 0 | 3.4309 | 122 | 418.5744 | 0.36418
VT | solar pv | Summer | 0 | 0 | 0 | 0.0004115 | 0.024026 | 0.092536 | 0.18044 | 0.29706 | 0.38119 | 0.40561 | 0.40279 | 0.39432 | 0.39881 | 0.39647 | 0.34788 | 0.23323 | 0.13673 | 0.054424 | 0.0054287 | 0 | 0 | 0 | 0 | 0 | 3.7514 | 111 | 416.4013 | 0.40561
VT | solar pv | Fall | 0 | 0 | 0 | 0.00036836 | 0.024784 | 0.11318 | 0.24295 | 0.34604 | 0.39887 | 0.41155 | 0.39073 | 0.40404 | 0.39732 | 0.3913 | 0.35482 | 0.28713 | 0.18021 | 0.065597 | 0.0064416 | 0 | 0 | 0 | 0 | 0 | 4.0153 | 62 | 248.951 | 0.41155
VT | solar pv | Summer Peak | 0 | 0 | 0 | 0 | 0.037479 | 0.22351 | 0.41968 | 0.43852 | 0.45482 | 0.46302 | 0.46946 | 0.44213 | 0.38552 | 0.26372 | 0.2605 | 0.16475 | 0.11693 | 0.061879 | 0.0003904 | 0 | 0 | 0 | 0 | 0 | 4.2023 | 6 | 25.2137 | 0.46946
VT | solar pv | Winter Peak | 0 | 0 | 0 | 0 | 0 | 0 | 0.00092023 | 0.082403 | 0.18505 | 0.20069 | 0.18304 | 0.1802 | 0.19517 | 0.24579 | 0.16163 | 0.0038482 | 0 | 0 | 0 | 0 | 0 | 0 | 0 | 0 | 1.4387 | 7 | 10.0712 | 0.24579
VT | solar thermal | Winter | 0 | 0 | 0 | 0 | 0 | 0 | 0 | 0 | 0 | 0.08597 | 0.37963 | 0.49887 | 0.49723 | 0.48344 | 0.47116 | 0.48279 | 0.49202 | 0.44649 | 0.21282 | 0.015243 | 0 | 0 | 0 | 0 | 4.0657 | 57 | 231.7429 | 0.49887
VT | solar thermal | Spring | 0 | 0 | 0 | 0 | 0 | 0 | 0 | 0.0076376 | 0.18687 | 0.48014 | 0.63047 | 0.67382 | 0.67706 | 0.67418 | 0.66674 | 0.6665 | 0.66683 | 0.64842 | 0.56803 | 0.30656 | 0.039289 | 0 | 0 | 0 | 6.8926 | 122 | 840.8927 | 0.67706
VT | solar thermal | Summer | 0 | 0 | 0 | 0 | 0 | 0 | 0 | 0.024165 | 0.27576 | 0.51489 | 0.59949 | 0.63012 | 0.63917 | 0.63842 | 0.63267 | 0.62353 | 0.61338 | 0.59439 | 0.54207 | 0.40006 | 0.11962 | 2.6056e-06 | 0 | 0 | 6.8477 | 111 | 760.0973 | 0.63917
VT | solar thermal | Fall | 0 | 0 | 0 | 0 | 0 | 0 | 0 | 0 | 0.054994 | 0.36422 | 0.55217 | 0.58569 | 0.57826 | 0.56812 | 0.56341 | 0.56827 | 0.56955 | 0.52878 | 0.35579 | 0.077412 | 3.2207e-05 | 0 | 0 | 0 | 5.3667 | 62 | 332.7351 | 0.58569
VT | solar thermal | Summer Peak | 0 | 0 | 0 | 0 | 0 | 0 | 0 | 0.027732 | 0.38084 | 0.62249 | 0.69231 | 0.71807 | 0.7248 | 0.72465 | 0.72329 | 0.72571 | 0.72389 | 0.71218 | 0.67311 | 0.55977 | 0.22117 | 0 | 0 | 0 | 8.23 | 6 | 49.3801 | 0.72571
VT | solar thermal | Winter Peak | 0 | 0 | 0 | 0 | 0 | 0 | 0 | 0 | 0 | 0.0026447 | 0.27588 | 0.35613 | 0.39021 | 0.41121 | 0.42512 | 0.48557 | 0.52766 | 0.49305 | 0.19344 | 0 | 0 | 0 | 0 | 0 | 3.5609 | 7 | 24.9263 | 0.52766
VT | natural gas steam turbine | Winter | 0.05139 | 0.046653 | 0.04639 | 0.046298 | 0.046298 | 0.04641 | 0.048478 | 0.056446 | 0.05334 | 0.046934 | 0.047304 | 0.04761 | 0.048182 | 0.048472 | 0.049527 | 0.054557 | 0.067331 | 0.11817 | 0.16149 | 0.14649 | 0.11071 | 0.088002 | 0.07597 | 0.063834 | 1.6163 | 57 | 92.1286 | 0.16149
VT | natural gas steam turbine | Spring | 0.071351 | 0.065679 | 0.063194 | 0.062326 | 0.061942 | 0.060998 | 0.059224 | 0.059348 | 0.059369 | 0.059611 | 0.060427 | 0.061473 | 0.063857 | 0.069726 | 0.076145 | 0.08773 | 0.10289 | 0.14455 | 0.22242 | 0.29646 | 0.25609 | 0.17838 | 0.11503 | 0.086616 | 2.4448 | 122 | 298.2704 | 0.29646
VT | natural gas steam turbine | Summer | 0.28044 | 0.26611 | 0.25874 | 0.25507 | 0.25092 | 0.24673 | 0.24644 | 0.2468 | 0.24783 | 0.25425 | 0.27241 | 0.31283 | 0.35021 | 0.39026 | 0.43486 | 0.47937 | 0.55429 | 0.66354 | 0.75919 | 0.77223 | 0.66273 | 0.50644 | 0.36015 | 0.30388 | 9.3757 | 111 | 1040.7036 | 0.77223
VT | natural gas steam turbine | Fall | 0.060976 | 0.055452 | 0.052709 | 0.051546 | 0.051282 | 0.050734 | 0.047897 | 0.048057 | 0.047875 | 0.048079 | 0.04852 | 0.04998 | 0.052807 | 0.058411 | 0.064828 | 0.081656 | 0.12377 | 0.1723 | 0.27086 | 0.261 | 0.17346 | 0.10729 | 0.083518 | 0.068441 | 2.1315 | 62 | 132.15 | 0.27086
VT | natural gas steam turbine | Summer Peak | 0.43463 | 0.41599 | 0.4026 | 0.39451 | 0.38678 | 0.38678 | 0.38678 | 0.38678 | 0.38678 | 0.39081 | 0.4282 | 0.66191 | 0.76093 | 0.85178 | 0.89103 | 0.98312 | 1 | 1 | 1 | 1 | 1 | 1 | 0.66861 | 0.46626 | 15.6843 | 6 | 94.1057 | 1
VT | natural gas steam turbine | Winter Peak | 0.058302 | 0.058302 | 0.058302 | 0.058302 | 0.058302 | 0.058302 | 0.058302 | 0.058302 | 0.058302 | 0.058302 | 0.058302 | 0.058302 | 0.058302 | 0.058302 | 0.058302 | 0.075667 | 0.08935 | 0.4289 | 0.53192 | 0.53197 | 0.48589 | 0.15279 | 0.11248 | 0.095958 | 3.3794 | 7 | 23.6561 | 0.53197
WA | biomass ccs | Winter | 0.8 | 0.8 | 0.8 | 0.8 | 0.8 | 0.8 | 0.8 | 0.8 | 0.8 | 0.8 | 0.8 | 0.8 | 0.8 | 0.8 | 0.8 | 0.8 | 0.8 | 0.8 | 0.8 | 0.8 | 0.8 | 0.8 | 0.8 | 0.8 | 19.2 | 65 | 1248 | 0.8
WA | biomass ccs | Spring | 0.8 | 0.8 | 0.8 | 0.8 | 0.8 | 0.8 | 0.8 | 0.8 | 0.8 | 0.8 | 0.8 | 0.8 | 0.8 | 0.8 | 0.8 | 0.8 | 0.8 | 0.8 | 0.8 | 0.8 | 0.8 | 0.8 | 0.8 | 0.8 | 19.2 | 88 | 1689.6 | 0.8
WA | biomass ccs | Summer | 0.8 | 0.8 | 0.8 | 0.8 | 0.8 | 0.8 | 0.8 | 0.8 | 0.8 | 0.8 | 0.8 | 0.8 | 0.8 | 0.8 | 0.8 | 0.8 | 0.8 | 0.8 | 0.8 | 0.8 | 0.8 | 0.8 | 0.8 | 0.8 | 19.2 | 100 | 1920 | 0.8
WA | biomass ccs | Fall | 0.8 | 0.8 | 0.8 | 0.8 | 0.8 | 0.8 | 0.8 | 0.8 | 0.8 | 0.8 | 0.8 | 0.8 | 0.8 | 0.8 | 0.8 | 0.8 | 0.8 | 0.8 | 0.8 | 0.8 | 0.8 | 0.8 | 0.8 | 0.8 | 19.2 | 89 | 1708.8 | 0.8
WA | biomass ccs | Summer Peak | 0.8 | 0.8 | 0.8 | 0.8 | 0.8 | 0.8 | 0.8 | 0.8 | 0.8 | 0.8 | 0.8 | 0.8 | 0.8 | 0.8 | 0.8 | 0.8 | 0.8 | 0.8 | 0.8 | 0.8 | 0.8 | 0.8 | 0.8 | 0.8 | 19.2 | 5 | 96 | 0.8
WA | biomass ccs | Winter Peak | 0.8 | 0.8 | 0.8 | 0.8 | 0.8 | 0.8 | 0.8 | 0.8 | 0.8 | 0.8 | 0.8 | 0.8 | 0.8 | 0.8 | 0.8 | 0.8 | 0.8 | 0.8 | 0.8 | 0.8 | 0.8 | 0.8 | 0.8 | 0.8 | 19.2 | 18 | 345.6 | 0.8
WA | biomass | Winter | 0.65665 | 0.65629 | 0.65629 | 0.65629 | 0.65629 | 0.65629 | 0.65629 | 0.64587 | 0.6412 | 0.6412 | 0.6412 | 0.6412 | 0.6412 | 0.6412 | 0.64192 | 0.6552 | 0.65629 | 0.65665 | 0.65665 | 0.65665 | 0.65665 | 0.65665 | 0.65665 | 0.65629 | 15.6371 | 65 | 1016.4091 | 0.65665
WA | biomass | Spring | 0.65264 | 0.65023 | 0.65023 | 0.65023 | 0.65023 | 0.65023 | 0.63042 | 0.61237 | 0.61157 | 0.61157 | 0.61157 | 0.61157 | 0.61157 | 0.61521 | 0.62478 | 0.6293 | 0.65318 | 0.65371 | 0.65585 | 0.65585 | 0.65585 | 0.65291 | 0.65264 | 0.65237 | 15.3061 | 88 | 1346.9335 | 0.65585
WA | biomass | Summer | 0.65359 | 0.65006 | 0.64983 | 0.64959 | 0.64865 | 0.64146 | 0.61568 | 0.61085 | 0.60805 | 0.60828 | 0.60852 | 0.60946 | 0.61314 | 0.61791 | 0.62725 | 0.64399 | 0.65053 | 0.65218 | 0.65618 | 0.65618 | 0.65618 | 0.65595 | 0.65571 | 0.65524 | 15.2945 | 100 | 1529.447 | 0.65618
WA | biomass | Fall | 0.65374 | 0.65295 | 0.65269 | 0.65269 | 0.65216 | 0.65083 | 0.64979 | 0.64664 | 0.64611 | 0.64637 | 0.64637 | 0.6469 | 0.64823 | 0.64901 | 0.65007 | 0.6506 | 0.65401 | 0.65533 | 0.65639 | 0.65639 | 0.65639 | 0.6556 | 0.6556 | 0.6556 | 15.6404 | 89 | 1391.9988 | 0.65639
WA | biomass | Summer Peak | 0.65194 | 0.65194 | 0.64724 | 0.64724 | 0.64724 | 0.64724 | 0.64724 | 0.64724 | 0.64724 | 0.65194 | 0.65194 | 0.65194 | 0.65194 | 0.65194 | 0.65194 | 0.65194 | 0.65194 | 0.65665 | 0.65665 | 0.65665 | 0.65665 | 0.65665 | 0.65665 | 0.65665 | 15.6467 | 5 | 78.2334 | 0.65665
WA | biomass | Winter Peak | 0.65665 | 0.65665 | 0.65665 | 0.65665 | 0.65665 | 0.65665 | 0.65665 | 0.65665 | 0.65665 | 0.65665 | 0.65665 | 0.65665 | 0.65665 | 0.65665 | 0.65665 | 0.65665 | 0.65665 | 0.65665 | 0.65665 | 0.65665 | 0.65665 | 0.65665 | 0.65665 | 0.65665 | 15.7597 | 18 | 283.6742 | 0.65665
WA | natural gas combined cycle ccs | Winter | 0.8 | 0.8 | 0.8 | 0.8 | 0.8 | 0.8 | 0.8 | 0.8 | 0.8 | 0.8 | 0.8 | 0.8 | 0.8 | 0.8 | 0.8 | 0.8 | 0.8 | 0.8 | 0.8 | 0.8 | 0.8 | 0.8 | 0.8 | 0.8 | 19.2 | 65 | 1248 | 0.8
WA | natural gas combined cycle ccs | Spring | 0.8 | 0.8 | 0.8 | 0.8 | 0.8 | 0.8 | 0.8 | 0.8 | 0.8 | 0.8 | 0.8 | 0.8 | 0.8 | 0.8 | 0.8 | 0.8 | 0.8 | 0.8 | 0.8 | 0.8 | 0.8 | 0.8 | 0.8 | 0.8 | 19.2 | 88 | 1689.6 | 0.8
WA | natural gas combined cycle ccs | Summer | 0.8 | 0.8 | 0.8 | 0.8 | 0.8 | 0.8 | 0.8 | 0.8 | 0.8 | 0.8 | 0.8 | 0.8 | 0.8 | 0.8 | 0.8 | 0.8 | 0.8 | 0.8 | 0.8 | 0.8 | 0.8 | 0.8 | 0.8 | 0.8 | 19.2 | 100 | 1920 | 0.8
WA | natural gas combined cycle ccs | Fall | 0.8 | 0.8 | 0.8 | 0.8 | 0.8 | 0.8 | 0.8 | 0.8 | 0.8 | 0.8 | 0.8 | 0.8 | 0.8 | 0.8 | 0.8 | 0.8 | 0.8 | 0.8 | 0.8 | 0.8 | 0.8 | 0.8 | 0.8 | 0.8 | 19.2 | 89 | 1708.8 | 0.8
WA | natural gas combined cycle ccs | Summer Peak | 0.8 | 0.8 | 0.8 | 0.8 | 0.8 | 0.8 | 0.8 | 0.8 | 0.8 | 0.8 | 0.8 | 0.8 | 0.8 | 0.8 | 0.8 | 0.8 | 0.8 | 0.8 | 0.8 | 0.8 | 0.8 | 0.8 | 0.8 | 0.8 | 19.2 | 5 | 96 | 0.8
WA | natural gas combined cycle ccs | Winter Peak | 0.8 | 0.8 | 0.8 | 0.8 | 0.8 | 0.8 | 0.8 | 0.8 | 0.8 | 0.8 | 0.8 | 0.8 | 0.8 | 0.8 | 0.8 | 0.8 | 0.8 | 0.8 | 0.8 | 0.8 | 0.8 | 0.8 | 0.8 | 0.8 | 19.2 | 18 | 345.6 | 0.8
WA | natural gas combined cycle | Winter | 0.6774 | 0.6774 | 0.6774 | 0.6774 | 0.6774 | 0.6774 | 0.6774 | 0.6774 | 0.6774 | 0.6774 | 0.6774 | 0.6774 | 0.6774 | 0.6774 | 0.6774 | 0.6774 | 0.6774 | 0.6774 | 0.6774 | 0.6774 | 0.6774 | 0.6774 | 0.6774 | 0.6774 | 16.2576 | 65 | 1056.744 | 0.6774
WA | natural gas combined cycle | Spring | 0.6774 | 0.6774 | 0.6774 | 0.6774 | 0.6774 | 0.6774 | 0.6774 | 0.6774 | 0.6774 | 0.6774 | 0.6774 | 0.6774 | 0.6774 | 0.6774 | 0.6774 | 0.6774 | 0.6774 | 0.6774 | 0.6774 | 0.6774 | 0.6774 | 0.6774 | 0.6774 | 0.6774 | 16.2576 | 88 | 1430.6688 | 0.6774
WA | natural gas combined cycle | Summer | 0.6774 | 0.6774 | 0.6774 | 0.6774 | 0.6774 | 0.6774 | 0.6774 | 0.6774 | 0.6774 | 0.6774 | 0.6774 | 0.6774 | 0.6774 | 0.6774 | 0.6774 | 0.6774 | 0.6774 | 0.6774 | 0.6774 | 0.6774 | 0.6774 | 0.6774 | 0.6774 | 0.6774 | 16.2576 | 100 | 1625.76 | 0.6774
WA | natural gas combined cycle | Fall | 0.6774 | 0.6774 | 0.6774 | 0.6774 | 0.6774 | 0.6774 | 0.6774 | 0.6774 | 0.6774 | 0.6774 | 0.6774 | 0.6774 | 0.6774 | 0.6774 | 0.6774 | 0.6774 | 0.6774 | 0.6774 | 0.6774 | 0.6774 | 0.6774 | 0.6774 | 0.6774 | 0.6774 | 16.2576 | 89 | 1446.9264 | 0.6774
WA | natural gas combined cycle | Summer Peak | 0.6774 | 0.6774 | 0.6774 | 0.6774 | 0.6774 | 0.6774 | 0.6774 | 0.6774 | 0.6774 | 0.6774 | 0.6774 | 0.6774 | 0.6774 | 0.6774 | 0.6774 | 0.6774 | 0.6774 | 0.6774 | 0.6774 | 0.6774 | 0.6774 | 0.6774 | 0.6774 | 0.6774 | 16.2576 | 5 | 81.288 | 0.6774
WA | natural gas combined cycle | Winter Peak | 0.6774 | 0.6774 | 0.6774 | 0.6774 | 0.6774 | 0.6774 | 0.6774 | 0.6774 | 0.6774 | 0.6774 | 0.6774 | 0.6774 | 0.6774 | 0.6774 | 0.6774 | 0.6774 | 0.6774 | 0.6774 | 0.6774 | 0.6774 | 0.6774 | 0.6774 | 0.6774 | 0.6774 | 16.2576 | 18 | 292.6368 | 0.6774
WA | crude oil | Winter | 0.4827 | 0.4827 | 0.4827 | 0.4827 | 0.4827 | 0.4827 | 0.4827 | 0.4827 | 0.4827 | 0.4827 | 0.4827 | 0.4827 | 0.4827 | 0.4827 | 0.4827 | 0.4827 | 0.4827 | 0.4827 | 0.4827 | 0.4827 | 0.4827 | 0.4827 | 0.4827 | 0.4827 | 11.5848 | 65 | 753.012 | 0.4827
WA | crude oil | Spring | 0.4827 | 0.4827 | 0.4827 | 0.4827 | 0.4827 | 0.4827 | 0.4827 | 0.4827 | 0.4827 | 0.4827 | 0.4827 | 0.4827 | 0.4827 | 0.4827 | 0.4827 | 0.4827 | 0.4827 | 0.4827 | 0.4827 | 0.4827 | 0.4827 | 0.4827 | 0.4827 | 0.4827 | 11.5848 | 88 | 1019.4624 | 0.4827
WA | crude oil | Summer | 0.4827 | 0.4827 | 0.4827 | 0.4827 | 0.4827 | 0.4827 | 0.4827 | 0.4827 | 0.4827 | 0.4827 | 0.4827 | 0.4827 | 0.4827 | 0.4827 | 0.4827 | 0.4827 | 0.4827 | 0.4827 | 0.4827 | 0.4827 | 0.4827 | 0.4827 | 0.4827 | 0.4827 | 11.5848 | 100 | 1158.48 | 0.4827
WA | crude oil | Fall | 0.4827 | 0.4827 | 0.4827 | 0.4827 | 0.4827 | 0.4827 | 0.4827 | 0.4827 | 0.4827 | 0.4827 | 0.4827 | 0.4827 | 0.4827 | 0.4827 | 0.4827 | 0.4827 | 0.4827 | 0.4827 | 0.4827 | 0.4827 | 0.4827 | 0.4827 | 0.4827 | 0.4827 | 11.5848 | 89 | 1031.0472 | 0.4827
WA | crude oil | Summer Peak | 0.4827 | 0.4827 | 0.4827 | 0.4827 | 0.4827 | 0.4827 | 0.4827 | 0.4827 | 0.4827 | 0.4827 | 0.4827 | 0.4827 | 0.4827 | 0.4827 | 0.4827 | 0.4827 | 0.4827 | 0.4827 | 0.4827 | 0.4827 | 0.4827 | 0.4827 | 0.4827 | 0.4827 | 11.5848 | 5 | 57.924 | 0.4827
WA | crude oil | Winter Peak | 0.4827 | 0.4827 | 0.4827 | 0.4827 | 0.4827 | 0.4827 | 0.4827 | 0.4827 | 0.4827 | 0.4827 | 0.4827 | 0.4827 | 0.4827 | 0.4827 | 0.4827 | 0.4827 | 0.4827 | 0.4827 | 0.4827 | 0.4827 | 0.4827 | 0.4827 | 0.4827 | 0.4827 | 11.5848 | 18 | 208.5264 | 0.4827
WA | geothermal | Winter | 0.6595 | 0.6595 | 0.6595 | 0.6595 | 0.6595 | 0.6595 | 0.6595 | 0.6595 | 0.6595 | 0.6595 | 0.6595 | 0.6595 | 0.6595 | 0.6595 | 0.6595 | 0.6595 | 0.6595 | 0.6595 | 0.6595 | 0.6595 | 0.6595 | 0.6595 | 0.6595 | 0.6595 | 15.828 | 65 | 1028.82 | 0.6595
WA | geothermal | Spring | 0.6595 | 0.6595 | 0.6595 | 0.6595 | 0.6595 | 0.6595 | 0.6595 | 0.6595 | 0.6595 | 0.6595 | 0.6595 | 0.6595 | 0.6595 | 0.6595 | 0.6595 | 0.6595 | 0.6595 | 0.6595 | 0.6595 | 0.6595 | 0.6595 | 0.6595 | 0.6595 | 0.6595 | 15.828 | 88 | 1392.864 | 0.6595
WA | geothermal | Summer | 0.6595 | 0.6595 | 0.6595 | 0.6595 | 0.6595 | 0.6595 | 0.6595 | 0.6595 | 0.6595 | 0.6595 | 0.6595 | 0.6595 | 0.6595 | 0.6595 | 0.6595 | 0.6595 | 0.6595 | 0.6595 | 0.6595 | 0.6595 | 0.6595 | 0.6595 | 0.6595 | 0.6595 | 15.828 | 100 | 1582.8 | 0.6595
WA | geothermal | Fall | 0.6595 | 0.6595 | 0.6595 | 0.6595 | 0.6595 | 0.6595 | 0.6595 | 0.6595 | 0.6595 | 0.6595 | 0.6595 | 0.6595 | 0.6595 | 0.6595 | 0.6595 | 0.6595 | 0.6595 | 0.6595 | 0.6595 | 0.6595 | 0.6595 | 0.6595 | 0.6595 | 0.6595 | 15.828 | 89 | 1408.692 | 0.6595
WA | geothermal | Summer Peak | 0.6595 | 0.6595 | 0.6595 | 0.6595 | 0.6595 | 0.6595 | 0.6595 | 0.6595 | 0.6595 | 0.6595 | 0.6595 | 0.6595 | 0.6595 | 0.6595 | 0.6595 | 0.6595 | 0.6595 | 0.6595 | 0.6595 | 0.6595 | 0.6595 | 0.6595 | 0.6595 | 0.6595 | 15.828 | 5 | 79.14 | 0.6595
WA | geothermal | Winter Peak | 0.6595 | 0.6595 | 0.6595 | 0.6595 | 0.6595 | 0.6595 | 0.6595 | 0.6595 | 0.6595 | 0.6595 | 0.6595 | 0.6595 | 0.6595 | 0.6595 | 0.6595 | 0.6595 | 0.6595 | 0.6595 | 0.6595 | 0.6595 | 0.6595 | 0.6595 | 0.6595 | 0.6595 | 15.828 | 18 | 284.904 | 0.6595
WA | hard coal ccs | Winter | 0.8 | 0.8 | 0.8 | 0.8 | 0.8 | 0.8 | 0.8 | 0.8 | 0.8 | 0.8 | 0.8 | 0.8 | 0.8 | 0.8 | 0.8 | 0.8 | 0.8 | 0.8 | 0.8 | 0.8 | 0.8 | 0.8 | 0.8 | 0.8 | 19.2 | 65 | 1248 | 0.8
WA | hard coal ccs | Spring | 0.8 | 0.8 | 0.8 | 0.8 | 0.8 | 0.8 | 0.8 | 0.8 | 0.8 | 0.8 | 0.8 | 0.8 | 0.8 | 0.8 | 0.8 | 0.8 | 0.8 | 0.8 | 0.8 | 0.8 | 0.8 | 0.8 | 0.8 | 0.8 | 19.2 | 88 | 1689.6 | 0.8
WA | hard coal ccs | Summer | 0.8 | 0.8 | 0.8 | 0.8 | 0.8 | 0.8 | 0.8 | 0.8 | 0.8 | 0.8 | 0.8 | 0.8 | 0.8 | 0.8 | 0.8 | 0.8 | 0.8 | 0.8 | 0.8 | 0.8 | 0.8 | 0.8 | 0.8 | 0.8 | 19.2 | 100 | 1920 | 0.8
WA | hard coal ccs | Fall | 0.8 | 0.8 | 0.8 | 0.8 | 0.8 | 0.8 | 0.8 | 0.8 | 0.8 | 0.8 | 0.8 | 0.8 | 0.8 | 0.8 | 0.8 | 0.8 | 0.8 | 0.8 | 0.8 | 0.8 | 0.8 | 0.8 | 0.8 | 0.8 | 19.2 | 89 | 1708.8 | 0.8
WA | hard coal ccs | Summer Peak | 0.8 | 0.8 | 0.8 | 0.8 | 0.8 | 0.8 | 0.8 | 0.8 | 0.8 | 0.8 | 0.8 | 0.8 | 0.8 | 0.8 | 0.8 | 0.8 | 0.8 | 0.8 | 0.8 | 0.8 | 0.8 | 0.8 | 0.8 | 0.8 | 19.2 | 5 | 96 | 0.8
WA | hard coal ccs | Winter Peak | 0.8 | 0.8 | 0.8 | 0.8 | 0.8 | 0.8 | 0.8 | 0.8 | 0.8 | 0.8 | 0.8 | 0.8 | 0.8 | 0.8 | 0.8 | 0.8 | 0.8 | 0.8 | 0.8 | 0.8 | 0.8 | 0.8 | 0.8 | 0.8 | 19.2 | 18 | 345.6 | 0.8
WA | hard coal | Winter | 0.67936 | 0.68669 | 0.68302 | 0.68547 | 0.68669 | 0.68669 | 0.67936 | 0.61366 | 0.58612 | 0.59873 | 0.58491 | 0.58407 | 0.5708 | 0.51268 | 0.5694 | 0.65737 | 0.68425 | 0.68669 | 0.68669 | 0.68669 | 0.68425 | 0.67447 | 0.67447 | 0.67447 | 15.517 | 65 | 1008.6045 | 0.68669
WA | hard coal | Spring | 0.45487 | 0.44576 | 0.44833 | 0.45487 | 0.45487 | 0.44945 | 0.39455 | 0.29785 | 0.30128 | 0.34281 | 0.37068 | 0.3707 | 0.38431 | 0.37609 | 0.40072 | 0.42238 | 0.45487 | 0.45487 | 0.45487 | 0.45487 | 0.45487 | 0.45487 | 0.45487 | 0.45487 | 10.0085 | 88 | 880.7439 | 0.45487
WA | hard coal | Summer | 0.41618 | 0.41585 | 0.41371 | 0.41618 | 0.41618 | 0.40665 | 0.32637 | 0.30183 | 0.32353 | 0.35901 | 0.39236 | 0.39712 | 0.39236 | 0.39236 | 0.39712 | 0.41142 | 0.41618 | 0.43613 | 0.4749 | 0.47253 | 0.46554 | 0.45926 | 0.43048 | 0.42571 | 9.759 | 100 | 975.897 | 0.4749
WA | hard coal | Fall | 0.57291 | 0.57291 | 0.57291 | 0.57291 | 0.57291 | 0.55873 | 0.49796 | 0.46009 | 0.48245 | 0.51922 | 0.54262 | 0.54079 | 0.53544 | 0.52669 | 0.54614 | 0.57286 | 0.57637 | 0.58362 | 0.6118 | 0.61574 | 0.60989 | 0.61011 | 0.57291 | 0.56756 | 13.3955 | 89 | 1192.2029 | 0.61574
WA | hard coal | Summer Peak | 0.63537 | 0.63537 | 0.63537 | 0.63537 | 0.63537 | 0.54007 | 0.34949 | 0.34949 | 0.44478 | 0.54007 | 0.54007 | 0.54007 | 0.54007 | 0.63537 | 0.63537 | 0.63537 | 0.63537 | 0.63537 | 0.71696 | 0.69892 | 0.69892 | 0.69892 | 0.69892 | 0.69892 | 14.4094 | 5 | 72.0468 | 0.71696
WA | hard coal | Winter Peak | 0.76774 | 0.76774 | 0.76774 | 0.76774 | 0.76774 | 0.76774 | 0.76774 | 0.74127 | 0.7148 | 0.7148 | 0.7148 | 0.7148 | 0.7148 | 0.68833 | 0.68833 | 0.76774 | 0.76774 | 0.76774 | 0.77377 | 0.77265 | 0.76774 | 0.76774 | 0.75891 | 0.74614 | 17.9563 | 18 | 323.2129 | 0.77377
WA | heavy or residual fuel oil | Winter | 0 | 0 | 0 | 0 | 0 | 0 | 0 | 0 | 0 | 0 | 0 | 0 | 0 | 0 | 0 | 0 | 0 | 0 | 0 | 0 | 0 | 0 | 0 | 0 | 0 | 65 | 0 | 0
WA | heavy or residual fuel oil | Spring | 0 | 0 | 0 | 0 | 0 | 0 | 0 | 0 | 0 | 0 | 0 | 0 | 0 | 0 | 0 | 0 | 0 | 0 | 0 | 0 | 0 | 0 | 0 | 0 | 0 | 88 | 0 | 0
WA | heavy or residual fuel oil | Summer | 0 | 0 | 0 | 0 | 0 | 0 | 0 | 0 | 0 | 0 | 0 | 0 | 0 | 0 | 0 | 0 | 0 | 0 | 0 | 0 | 0 | 0 | 0 | 0 | 0 | 100 | 0 | 0
WA | heavy or residual fuel oil | Fall | 0 | 0 | 0 | 0 | 0 | 0 | 0 | 0 | 0 | 0 | 0 | 0 | 0 | 0 | 0 | 0 | 0 | 0 | 0 | 0 | 0 | 0 | 0 | 0 | 0 | 89 | 0 | 0
WA | heavy or residual fuel oil | Summer Peak | 0 | 0 | 0 | 0 | 0 | 0 | 0 | 0 | 0 | 0 | 0 | 0 | 0 | 0 | 0 | 0 | 0 | 0 | 0 | 0 | 0 | 0 | 0 | 0 | 0 | 5 | 0 | 0
WA | heavy or residual fuel oil | Winter Peak | 0 | 0 | 0 | 0 | 0 | 0 | 0 | 0 | 0 | 0 | 0 | 0 | 0 | 0 | 0 | 0 | 0 | 0 | 0 | 0 | 0 | 0 | 0 | 0 | 0 | 18 | 0 | 0
WA | hydro | Winter | 0.29583 | 0.26678 | 0.26129 | 0.26968 | 0.31145 | 0.39046 | 0.3892 | 0.2359 | 0.18359 | 0.17592 | 0.17559 | 0.17375 | 0.17045 | 0.16483 | 0.18403 | 0.35318 | 0.52132 | 0.55863 | 0.563 | 0.56181 | 0.55605 | 0.50978 | 0.44098 | 0.34686 | 8.0604 | 65 | 523.9236 | 0.563
WA | hydro | Spring | 0.30123 | 0.27636 | 0.2688 | 0.27723 | 0.31235 | 0.31997 | 0.21861 | 0.16264 | 0.14987 | 0.14942 | 0.15259 | 0.15362 | 0.15536 | 0.15293 | 0.1627 | 0.28702 | 0.49216 | 0.55124 | 0.56398 | 0.55764 | 0.53966 | 0.50016 | 0.42396 | 0.35324 | 7.4828 | 88 | 658.4824 | 0.56398
WA | hydro | Summer | 0.36541 | 0.33051 | 0.31829 | 0.31633 | 0.31575 | 0.20722 | 0.15547 | 0.14651 | 0.152 | 0.16273 | 0.17413 | 0.18235 | 0.19111 | 0.19695 | 0.21123 | 0.27541 | 0.44161 | 0.55932 | 0.57216 | 0.57166 | 0.56387 | 0.54449 | 0.48182 | 0.41283 | 7.8492 | 100 | 784.9174 | 0.57216
WA | hydro | Fall | 0.33616 | 0.30629 | 0.2931 | 0.30406 | 0.33019 | 0.30829 | 0.24567 | 0.18561 | 0.17519 | 0.19222 | 0.20441 | 0.21427 | 0.22216 | 0.2307 | 0.25632 | 0.37584 | 0.5164 | 0.57797 | 0.57956 | 0.57625 | 0.56638 | 0.54449 | 0.48178 | 0.38587 | 8.4092 | 89 | 748.4169 | 0.57956
WA | hydro | Summer Peak | 0.36484 | 0.3016 | 0.28556 | 0.29274 | 0.30106 | 0.18112 | 0.15578 | 0.15578 | 0.15672 | 0.17937 | 0.23743 | 0.2663 | 0.29214 | 0.34446 | 0.38155 | 0.4709 | 0.58501 | 0.59951 | 0.59951 | 0.59951 | 0.59951 | 0.56803 | 0.50971 | 0.40437 | 8.8325 | 5 | 44.1627 | 0.59951
WA | hydro | Winter Peak | 0.28976 | 0.26241 | 0.26223 | 0.26614 | 0.32169 | 0.40457 | 0.46846 | 0.31974 | 0.23677 | 0.21653 | 0.21225 | 0.20279 | 0.18602 | 0.17291 | 0.19055 | 0.42718 | 0.55764 | 0.57133 | 0.57308 | 0.57436 | 0.56273 | 0.52292 | 0.47379 | 0.35887 | 8.6347 | 18 | 155.425 | 0.57436
WA | hydrogen combined cycle | Winter | 1 | 1 | 1 | 1 | 1 | 1 | 1 | 0.93042 | 0.88228 | 0.8844 | 0.87743 | 0.87421 | 0.85833 | 0.82662 | 0.87557 | 1 | 1 | 1 | 1 | 1 | 1 | 1 | 1 | 1 | 23.0093 | 65 | 1495.6028 | 1
WA | hydrogen combined cycle | Spring | 0.17474 | 0.17474 | 0.17474 | 0.17474 | 0.17474 | 0.1738 | 0.16842 | 0.14575 | 0.13849 | 0.13667 | 0.13667 | 0.13555 | 0.13392 | 0.13172 | 0.13099 | 0.15008 | 0.16842 | 0.17552 | 0.18087 | 0.18356 | 0.17928 | 0.17228 | 0.16771 | 0.16771 | 3.8511 | 88 | 338.8966 | 0.18356
WA | hydrogen combined cycle | Summer | 0.17831 | 0.17831 | 0.17831 | 0.17639 | 0.17447 | 0.17447 | 0.17447 | 0.17447 | 0.17447 | 0.17447 | 0.17447 | 0.17447 | 0.17831 | 0.17831 | 0.17831 | 0.18215 | 0.19601 | 0.21757 | 0.22695 | 0.21603 | 0.19724 | 0.19088 | 0.17936 | 0.17936 | 4.4275 | 100 | 442.7513 | 0.22695
WA | hydrogen combined cycle | Fall | 0.88618 | 0.84211 | 0.82515 | 0.83562 | 0.8597 | 0.83983 | 0.6556 | 0.57549 | 0.57967 | 0.59874 | 0.63462 | 0.6434 | 0.65825 | 0.65819 | 0.73031 | 0.88994 | 0.91815 | 0.93511 | 0.93529 | 0.92367 | 0.90974 | 0.91478 | 0.91613 | 0.91223 | 19.0779 | 89 | 1697.9334 | 0.93529
WA | hydrogen combined cycle | Summer Peak | 0 | 0 | 0 | 0 | 0 | 0 | 0 | 0 | 0 | 0 | 0 | 0 | 0 | 0 | 0 | 0 | 0 | 0 | 0.16704 | 0.16704 | 0.16704 | 0.16704 | 0.16704 | 0.16704 | 1.0022 | 5 | 5.0111 | 0.16704
WA | hydrogen combined cycle | Winter Peak | 0.79969 | 0.79969 | 0.79969 | 0.79969 | 0.79969 | 0.79969 | 0.79969 | 0.79969 | 0.71905 | 0.71905 | 0.71905 | 0.71905 | 0.71905 | 0.71905 | 0.71905 | 0.79969 | 0.79969 | 0.88609 | 0.88609 | 0.81403 | 0.81403 | 0.81403 | 0.81403 | 0.81403 | 18.8726 | 18 | 339.7071 | 0.88609
WA | hydrogen ct | Winter | 0.10058 | 0.10058 | 0.10058 | 0.10058 | 0.10058 | 0.10058 | 0.10058 | 0.10058 | 0.10058 | 0.10058 | 0.10058 | 0.10058 | 0.10058 | 0.10058 | 0.10058 | 0.10058 | 0.10058 | 0.10058 | 0.10058 | 0.10058 | 0.10058 | 0.10058 | 0.10058 | 0.10058 | 2.4139 | 65 | 156.9028 | 0.10058
WA | hydrogen ct | Spring | 0.10058 | 0.10058 | 0.10058 | 0.10058 | 0.10058 | 0.10058 | 0.10058 | 0.10058 | 0.10058 | 0.10058 | 0.10058 | 0.10058 | 0.10058 | 0.10058 | 0.10058 | 0.10058 | 0.10058 | 0.10058 | 0.10058 | 0.10058 | 0.10058 | 0.10058 | 0.10058 | 0.10058 | 2.4139 | 88 | 212.4222 | 0.10058
WA | hydrogen ct | Summer | 0.10058 | 0.10058 | 0.10058 | 0.10058 | 0.10058 | 0.10058 | 0.10058 | 0.10058 | 0.10058 | 0.10058 | 0.10058 | 0.10058 | 0.10058 | 0.10058 | 0.10058 | 0.10058 | 0.10058 | 0.10058 | 0.10058 | 0.10058 | 0.10058 | 0.10058 | 0.10058 | 0.10058 | 2.4139 | 100 | 241.3889 | 0.10058
WA | hydrogen ct | Fall | 0.10058 | 0.10058 | 0.10058 | 0.10058 | 0.10058 | 0.10058 | 0.10058 | 0.10058 | 0.10058 | 0.10058 | 0.10058 | 0.10058 | 0.10058 | 0.10058 | 0.10058 | 0.10058 | 0.10058 | 1 | 1 | 0.10058 | 0.10058 | 0.10058 | 0.10058 | 0.10058 | 4.2127 | 89 | 374.9331 | 1
WA | hydrogen ct | Summer Peak | 0.10058 | 0.10058 | 0.10058 | 0.10058 | 0.10058 | 0.10058 | 0.10058 | 0.10058 | 0.10058 | 0.10058 | 0.10058 | 0.10058 | 0.10058 | 0.10058 | 0.10058 | 0.10058 | 0.10058 | 0.10058 | 0.10058 | 0.10058 | 0.10058 | 0.10058 | 0.10058 | 0.10058 | 2.4139 | 5 | 12.0694 | 0.10058
WA | hydrogen ct | Winter Peak | 0.10058 | 0.10058 | 0.10058 | 0.10058 | 0.10058 | 0.10058 | 0.10058 | 0.10058 | 0.10058 | 0.10058 | 0.10058 | 0.10058 | 0.10058 | 0.10058 | 0.10058 | 0.10058 | 0.10058 | 0.10058 | 0.10058 | 0.10058 | 0.10058 | 0.10058 | 0.10058 | 0.10058 | 2.4139 | 18 | 43.45 | 0.10058
WA | lignite ccs | Winter | 0.8 | 0.8 | 0.8 | 0.8 | 0.8 | 0.8 | 0.8 | 0.8 | 0.8 | 0.8 | 0.8 | 0.8 | 0.8 | 0.8 | 0.8 | 0.8 | 0.8 | 0.8 | 0.8 | 0.8 | 0.8 | 0.8 | 0.8 | 0.8 | 19.2 | 65 | 1248 | 0.8
WA | lignite ccs | Spring | 0.8 | 0.8 | 0.8 | 0.8 | 0.8 | 0.8 | 0.8 | 0.8 | 0.8 | 0.8 | 0.8 | 0.8 | 0.8 | 0.8 | 0.8 | 0.8 | 0.8 | 0.8 | 0.8 | 0.8 | 0.8 | 0.8 | 0.8 | 0.8 | 19.2 | 88 | 1689.6 | 0.8
WA | lignite ccs | Summer | 0.8 | 0.8 | 0.8 | 0.8 | 0.8 | 0.8 | 0.8 | 0.8 | 0.8 | 0.8 | 0.8 | 0.8 | 0.8 | 0.8 | 0.8 | 0.8 | 0.8 | 0.8 | 0.8 | 0.8 | 0.8 | 0.8 | 0.8 | 0.8 | 19.2 | 100 | 1920 | 0.8
WA | lignite ccs | Fall | 0.8 | 0.8 | 0.8 | 0.8 | 0.8 | 0.8 | 0.8 | 0.8 | 0.8 | 0.8 | 0.8 | 0.8 | 0.8 | 0.8 | 0.8 | 0.8 | 0.8 | 0.8 | 0.8 | 0.8 | 0.8 | 0.8 | 0.8 | 0.8 | 19.2 | 89 | 1708.8 | 0.8
WA | lignite ccs | Summer Peak | 0.8 | 0.8 | 0.8 | 0.8 | 0.8 | 0.8 | 0.8 | 0.8 | 0.8 | 0.8 | 0.8 | 0.8 | 0.8 | 0.8 | 0.8 | 0.8 | 0.8 | 0.8 | 0.8 | 0.8 | 0.8 | 0.8 | 0.8 | 0.8 | 19.2 | 5 | 96 | 0.8
WA | lignite ccs | Winter Peak | 0.8 | 0.8 | 0.8 | 0.8 | 0.8 | 0.8 | 0.8 | 0.8 | 0.8 | 0.8 | 0.8 | 0.8 | 0.8 | 0.8 | 0.8 | 0.8 | 0.8 | 0.8 | 0.8 | 0.8 | 0.8 | 0.8 | 0.8 | 0.8 | 19.2 | 18 | 345.6 | 0.8
WA | lignite | Winter | 0.638 | 0.638 | 0.638 | 0.638 | 0.638 | 0.638 | 0.638 | 0.638 | 0.638 | 0.638 | 0.638 | 0.638 | 0.638 | 0.638 | 0.638 | 0.638 | 0.638 | 0.638 | 0.638 | 0.638 | 0.638 | 0.638 | 0.638 | 0.638 | 15.312 | 65 | 995.28 | 0.638
WA | lignite | Spring | 0.638 | 0.638 | 0.638 | 0.638 | 0.638 | 0.638 | 0.638 | 0.638 | 0.638 | 0.638 | 0.638 | 0.638 | 0.638 | 0.638 | 0.638 | 0.638 | 0.638 | 0.638 | 0.638 | 0.638 | 0.638 | 0.638 | 0.638 | 0.638 | 15.312 | 88 | 1347.456 | 0.638
WA | lignite | Summer | 0.638 | 0.638 | 0.638 | 0.638 | 0.638 | 0.638 | 0.638 | 0.638 | 0.638 | 0.638 | 0.638 | 0.638 | 0.638 | 0.638 | 0.638 | 0.638 | 0.638 | 0.638 | 0.638 | 0.638 | 0.638 | 0.638 | 0.638 | 0.638 | 15.312 | 100 | 1531.2 | 0.638
WA | lignite | Fall | 0.638 | 0.638 | 0.638 | 0.638 | 0.638 | 0.638 | 0.638 | 0.638 | 0.638 | 0.638 | 0.638 | 0.638 | 0.638 | 0.638 | 0.638 | 0.638 | 0.638 | 0.638 | 0.638 | 0.638 | 0.638 | 0.638 | 0.638 | 0.638 | 15.312 | 89 | 1362.768 | 0.638
WA | lignite | Summer Peak | 0.638 | 0.638 | 0.638 | 0.638 | 0.638 | 0.638 | 0.638 | 0.638 | 0.638 | 0.638 | 0.638 | 0.638 | 0.638 | 0.638 | 0.638 | 0.638 | 0.638 | 0.638 | 0.638 | 0.638 | 0.638 | 0.638 | 0.638 | 0.638 | 15.312 | 5 | 76.56 | 0.638
WA | lignite | Winter Peak | 0.638 | 0.638 | 0.638 | 0.638 | 0.638 | 0.638 | 0.638 | 0.638 | 0.638 | 0.638 | 0.638 | 0.638 | 0.638 | 0.638 | 0.638 | 0.638 | 0.638 | 0.638 | 0.638 | 0.638 | 0.638 | 0.638 | 0.638 | 0.638 | 15.312 | 18 | 275.616 | 0.638
WA | municipal solid waste | Winter | 0.68422 | 0.68422 | 0.68422 | 0.68422 | 0.68422 | 0.68422 | 0.68422 | 0.6783 | 0.67766 | 0.67766 | 0.67766 | 0.67766 | 0.67766 | 0.67766 | 0.67808 | 0.68147 | 0.68422 | 0.68422 | 0.68422 | 0.68422 | 0.68422 | 0.68422 | 0.68422 | 0.68401 | 16.3669 | 65 | 1063.8515 | 0.68422
WA | municipal solid waste | Spring | 0.67463 | 0.66716 | 0.66716 | 0.66716 | 0.66689 | 0.66689 | 0.62353 | 0.59893 | 0.59179 | 0.59179 | 0.59179 | 0.59205 | 0.59205 | 0.59974 | 0.61492 | 0.64022 | 0.67169 | 0.67516 | 0.68262 | 0.68262 | 0.68262 | 0.67862 | 0.67809 | 0.67756 | 15.4757 | 88 | 1361.8606 | 0.68262
WA | municipal solid waste | Summer | 0.68338 | 0.68338 | 0.68253 | 0.68225 | 0.68084 | 0.6711 | 0.66606 | 0.66606 | 0.66606 | 0.6669 | 0.66719 | 0.6686 | 0.67413 | 0.6747 | 0.67862 | 0.68281 | 0.68338 | 0.68422 | 0.68422 | 0.68422 | 0.68422 | 0.68422 | 0.68422 | 0.68394 | 16.2673 | 100 | 1626.7267 | 0.68422
WA | municipal solid waste | Fall | 0.68422 | 0.68422 | 0.68422 | 0.68422 | 0.68422 | 0.68422 | 0.68141 | 0.67793 | 0.67793 | 0.67793 | 0.67793 | 0.67793 | 0.67793 | 0.68035 | 0.68382 | 0.68422 | 0.68422 | 0.68422 | 0.68422 | 0.68422 | 0.68422 | 0.68422 | 0.68422 | 0.68422 | 16.3765 | 89 | 1457.512 | 0.68422
WA | municipal solid waste | Summer Peak | 0.68422 | 0.68422 | 0.68422 | 0.68422 | 0.68422 | 0.65969 | 0.65969 | 0.65969 | 0.65969 | 0.65969 | 0.65969 | 0.65969 | 0.68422 | 0.68422 | 0.68422 | 0.68422 | 0.68422 | 0.68422 | 0.68422 | 0.68422 | 0.68422 | 0.68422 | 0.68422 | 0.68422 | 16.2497 | 5 | 81.2483 | 0.68422
WA | municipal solid waste | Winter Peak | 0.65969 | 0.65969 | 0.65969 | 0.65969 | 0.65969 | 0.65969 | 0.65969 | 0.65969 | 0.65969 | 0.65969 | 0.65969 | 0.65969 | 0.65969 | 0.65969 | 0.65969 | 0.65969 | 0.65969 | 0.65969 | 0.68422 | 0.68422 | 0.68422 | 0.68422 | 0.68422 | 0.68422 | 15.9798 | 18 | 287.6369 | 0.68422
WA | natural gas peaker | Winter | 0.10058 | 0.10058 | 0.10058 | 0.10058 | 0.10058 | 0.10058 | 0.10058 | 0.10058 | 0.10058 | 0.10058 | 0.10058 | 0.10058 | 0.10058 | 0.10058 | 0.10058 | 0.10058 | 0.10058 | 0.10058 | 0.10058 | 0.10058 | 0.10058 | 0.10058 | 0.10058 | 0.10058 | 2.4139 | 65 | 156.9028 | 0.10058
WA | natural gas peaker | Spring | 0.10058 | 0.10058 | 0.10058 | 0.10058 | 0.10058 | 0.10058 | 0.10058 | 0.10058 | 0.10058 | 0.10058 | 0.10058 | 0.10058 | 0.10058 | 0.10058 | 0.10058 | 0.10058 | 0.10058 | 0.10058 | 0.10058 | 0.10058 | 0.10058 | 0.10058 | 0.10058 | 0.10058 | 2.4139 | 88 | 212.4222 | 0.10058
WA | natural gas peaker | Summer | 0.10058 | 0.10058 | 0.10058 | 0.10058 | 0.10058 | 0.10058 | 0.10058 | 0.10058 | 0.10058 | 0.10058 | 0.10058 | 0.10058 | 0.10058 | 0.10058 | 0.10058 | 0.10058 | 0.10058 | 0.10058 | 0.10058 | 0.10058 | 0.10058 | 0.10058 | 0.10058 | 0.10058 | 2.4139 | 100 | 241.3889 | 0.10058
WA | natural gas peaker | Fall | 0.10058 | 0.10058 | 0.10058 | 0.10058 | 0.10058 | 0.10058 | 0.10058 | 0.10058 | 0.10058 | 0.10058 | 0.10058 | 0.10058 | 0.10058 | 0.10058 | 0.10058 | 0.10058 | 0.10058 | 1 | 1 | 0.10058 | 0.10058 | 0.10058 | 0.10058 | 0.10058 | 4.2127 | 89 | 374.9331 | 1
WA | natural gas peaker | Summer Peak | 0.10058 | 0.10058 | 0.10058 | 0.10058 | 0.10058 | 0.10058 | 0.10058 | 0.10058 | 0.10058 | 0.10058 | 0.10058 | 0.10058 | 0.10058 | 0.10058 | 0.10058 | 0.10058 | 0.10058 | 0.10058 | 0.10058 | 0.10058 | 0.10058 | 0.10058 | 0.10058 | 0.10058 | 2.4139 | 5 | 12.0694 | 0.10058
WA | natural gas peaker | Winter Peak | 0.10058 | 0.10058 | 0.10058 | 0.10058 | 0.10058 | 0.10058 | 0.10058 | 0.10058 | 0.10058 | 0.10058 | 0.10058 | 0.10058 | 0.10058 | 0.10058 | 0.10058 | 0.10058 | 0.10058 | 0.10058 | 0.10058 | 0.10058 | 0.10058 | 0.10058 | 0.10058 | 0.10058 | 2.4139 | 18 | 43.45 | 0.10058
WA | nuclear | Winter | 0.89031 | 0.89031 | 0.89031 | 0.89031 | 0.89031 | 0.89031 | 0.89031 | 0.87798 | 0.87917 | 0.87798 | 0.87798 | 0.87798 | 0.87798 | 0.86676 | 0.87387 | 0.89031 | 0.89031 | 0.89031 | 0.89031 | 0.89031 | 0.89031 | 0.89031 | 0.89031 | 0.89031 | 21.2547 | 65 | 1381.5587 | 0.89031
WA | nuclear | Spring | 0.89031 | 0.89031 | 0.89031 | 0.89031 | 0.89031 | 0.89031 | 0.86299 | 0.83567 | 0.84063 | 0.85372 | 0.85389 | 0.85389 | 0.85692 | 0.84478 | 0.85251 | 0.86906 | 0.89031 | 0.89031 | 0.89031 | 0.89031 | 0.89031 | 0.89031 | 0.89031 | 0.89031 | 20.9885 | 88 | 1846.9847 | 0.89031
WA | nuclear | Summer | 0.89031 | 0.89031 | 0.89031 | 0.89031 | 0.89031 | 0.88497 | 0.7919 | 0.78401 | 0.82567 | 0.83956 | 0.85291 | 0.85291 | 0.85291 | 0.85024 | 0.85741 | 0.88497 | 0.89031 | 0.89031 | 0.89031 | 0.89031 | 0.89031 | 0.89031 | 0.89031 | 0.89031 | 20.8516 | 100 | 2085.1554 | 0.89031
WA | nuclear | Fall | 0.89031 | 0.89031 | 0.89031 | 0.89031 | 0.89031 | 0.89031 | 0.8633 | 0.85742 | 0.87327 | 0.88354 | 0.88731 | 0.88601 | 0.88431 | 0.87834 | 0.88265 | 0.88731 | 0.89031 | 0.89031 | 0.89031 | 0.89031 | 0.89031 | 0.89031 | 0.89031 | 0.89031 | 21.2479 | 89 | 1891.0597 | 0.89031
WA | nuclear | Summer Peak | 0.89031 | 0.89031 | 0.89031 | 0.89031 | 0.89031 | 0.89031 | 0.78346 | 0.8868 | 0.89031 | 0.89031 | 0.89031 | 0.89031 | 0.89031 | 0.89031 | 0.89031 | 0.89031 | 0.89031 | 0.89031 | 0.89031 | 0.89031 | 0.89031 | 0.89031 | 0.89031 | 0.89031 | 21.2572 | 5 | 106.2858 | 0.89031
WA | nuclear | Winter Peak | 0.89031 | 0.89031 | 0.89031 | 0.89031 | 0.89031 | 0.89031 | 0.89031 | 0.89031 | 0.89031 | 0.89031 | 0.89031 | 0.89031 | 0.89031 | 0.89031 | 0.89031 | 0.89031 | 0.89031 | 0.89031 | 0.89031 | 0.89031 | 0.89031 | 0.89031 | 0.89031 | 0.89031 | 21.3675 | 18 | 384.6156 | 0.89031
WA | offshore wind | Winter | 0.47944 | 0.47312 | 0.46589 | 0.45861 | 0.45397 | 0.44736 | 0.44143 | 0.43646 | 0.42592 | 0.4107 | 0.40004 | 0.39373 | 0.39348 | 0.39886 | 0.40539 | 0.41702 | 0.43528 | 0.45017 | 0.46113 | 0.47016 | 0.47415 | 0.47339 | 0.47015 | 0.46221 | 10.598 | 65 | 688.8723 | 0.47944
WA | offshore wind | Spring | 0.46528 | 0.45457 | 0.44776 | 0.44267 | 0.44057 | 0.43691 | 0.43101 | 0.42229 | 0.41356 | 0.4036 | 0.39556 | 0.39052 | 0.39577 | 0.4036 | 0.41321 | 0.42625 | 0.43955 | 0.44793 | 0.45586 | 0.46118 | 0.46455 | 0.46345 | 0.46339 | 0.46387 | 10.4429 | 88 | 918.9781 | 0.46528
WA | offshore wind | Summer | 0.38385 | 0.37826 | 0.3755 | 0.36805 | 0.3646 | 0.3618 | 0.35483 | 0.34391 | 0.33332 | 0.32748 | 0.32826 | 0.33366 | 0.34877 | 0.36543 | 0.38555 | 0.40478 | 0.42038 | 0.4299 | 0.43658 | 0.4444 | 0.44776 | 0.44865 | 0.44333 | 0.43594 | 9.265 | 100 | 926.4985 | 0.44865
WA | offshore wind | Fall | 0.42722 | 0.42123 | 0.41498 | 0.40725 | 0.39978 | 0.39298 | 0.38403 | 0.37284 | 0.36053 | 0.34995 | 0.34323 | 0.34332 | 0.34914 | 0.36177 | 0.37304 | 0.3839 | 0.39297 | 0.40217 | 0.4091 | 0.41379 | 0.41344 | 0.41175 | 0.40836 | 0.40351 | 9.3403 | 89 | 831.284 | 0.42722
WA | offshore wind | Summer Peak | 0.50239 | 0.49383 | 0.4659 | 0.43707 | 0.40958 | 0.37459 | 0.34684 | 0.30415 | 0.27355 | 0.25491 | 0.2474 | 0.23712 | 0.229 | 0.24108 | 0.25931 | 0.28063 | 0.30521 | 0.32975 | 0.34909 | 0.36648 | 0.37728 | 0.38904 | 0.39649 | 0.39016 | 8.2609 | 5 | 41.3043 | 0.50239
WA | offshore wind | Winter Peak | 0.44088 | 0.43521 | 0.42984 | 0.42761 | 0.4307 | 0.42657 | 0.42057 | 0.41888 | 0.41614 | 0.40325 | 0.39061 | 0.38658 | 0.39111 | 0.405 | 0.42265 | 0.44134 | 0.46294 | 0.47481 | 0.48467 | 0.49482 | 0.49395 | 0.49076 | 0.4866 | 0.47553 | 10.551 | 18 | 189.9188 | 0.49482
WA | onshore wind | Winter | 0.31599 | 0.31407 | 0.30945 | 0.30995 | 0.3088 | 0.30641 | 0.30461 | 0.29841 | 0.28839 | 0.27173 | 0.26484 | 0.26491 | 0.26624 | 0.26706 | 0.27417 | 0.29302 | 0.31069 | 0.32589 | 0.33162 | 0.33603 | 0.33852 | 0.34229 | 0.34383 | 0.34641 | 7.3333 | 65 | 476.6664 | 0.34641
WA | onshore wind | Spring | 0.34803 | 0.35186 | 0.35296 | 0.35638 | 0.35642 | 0.35402 | 0.34309 | 0.32262 | 0.30604 | 0.29873 | 0.29544 | 0.29166 | 0.28928 | 0.28806 | 0.28862 | 0.28485 | 0.28569 | 0.30079 | 0.3103 | 0.31017 | 0.30908 | 0.30857 | 0.30483 | 0.30713 | 7.5646 | 88 | 665.6862 | 0.35642
WA | onshore wind | Summer | 0.36511 | 0.37124 | 0.37378 | 0.37281 | 0.37072 | 0.34489 | 0.31876 | 0.30274 | 0.29352 | 0.28923 | 0.29283 | 0.2983 | 0.3073 | 0.31735 | 0.32793 | 0.33939 | 0.3495 | 0.35865 | 0.37856 | 0.39329 | 0.38726 | 0.37551 | 0.3598 | 0.34609 | 8.2346 | 100 | 823.4556 | 0.39329
WA | onshore wind | Fall | 0.23078 | 0.2164 | 0.20792 | 0.19861 | 0.18832 | 0.17516 | 0.1535 | 0.14016 | 0.13331 | 0.13207 | 0.13784 | 0.14499 | 0.1525 | 0.16437 | 0.17552 | 0.19539 | 0.2149 | 0.23908 | 0.26377 | 0.28047 | 0.28618 | 0.29083 | 0.29391 | 0.29953 | 4.9155 | 89 | 437.4799 | 0.29953
WA | onshore wind | Summer Peak | 0.32065 | 0.31144 | 0.30698 | 0.29706 | 0.26972 | 0.2312 | 0.16112 | 0.1185 | 0.097208 | 0.086646 | 0.079183 | 0.075346 | 0.072971 | 0.07253 | 0.07442 | 0.077265 | 0.081928 | 0.090852 | 0.12732 | 0.14271 | 0.13869 | 0.13642 | 0.12729 | 0.13434 | 3.6318 | 5 | 18.1589 | 0.32065
WA | onshore wind | Winter Peak | 0.2873 | 0.28369 | 0.27698 | 0.26978 | 0.26188 | 0.25023 | 0.24176 | 0.23205 | 0.20887 | 0.17426 | 0.15474 | 0.14161 | 0.13509 | 0.13633 | 0.14885 | 0.16422 | 0.17567 | 0.18879 | 0.19116 | 0.19281 | 0.19848 | 0.20387 | 0.21329 | 0.22212 | 4.9538 | 18 | 89.169 | 0.2873
WA | petroleum | Winter | 0.10058 | 0.10058 | 0.10058 | 0.10058 | 0.10058 | 0.10058 | 0.10058 | 0.10058 | 0.10058 | 0.10058 | 0.10058 | 0.10058 | 0.10058 | 0.10058 | 0.10058 | 0.10058 | 0.10058 | 0.10058 | 0.10058 | 0.10058 | 0.10058 | 0.10058 | 0.10058 | 0.10058 | 2.4139 | 65 | 156.9028 | 0.10058
WA | petroleum | Spring | 0.10058 | 0.10058 | 0.10058 | 0.10058 | 0.10058 | 0.10058 | 0.10058 | 0.10058 | 0.10058 | 0.10058 | 0.10058 | 0.10058 | 0.10058 | 0.10058 | 0.10058 | 0.10058 | 0.10058 | 0.10058 | 0.10058 | 0.10058 | 0.10058 | 0.10058 | 0.10058 | 0.10058 | 2.4139 | 88 | 212.4222 | 0.10058
WA | petroleum | Summer | 0.10058 | 0.10058 | 0.10058 | 0.10058 | 0.10058 | 0.10058 | 0.10058 | 0.10058 | 0.10058 | 0.10058 | 0.10058 | 0.10058 | 0.10058 | 0.10058 | 0.10058 | 0.10058 | 0.10058 | 0.10058 | 0.10058 | 0.10058 | 0.10058 | 0.10058 | 0.10058 | 0.10058 | 2.4139 | 100 | 241.3889 | 0.10058
WA | petroleum | Fall | 0.10058 | 0.10058 | 0.10058 | 0.10058 | 0.10058 | 0.10058 | 0.10058 | 0.10058 | 0.10058 | 0.10058 | 0.10058 | 0.10058 | 0.10058 | 0.10058 | 0.10058 | 0.10058 | 0.10058 | 1 | 1 | 0.10058 | 0.10058 | 0.10058 | 0.10058 | 0.10058 | 4.2127 | 89 | 374.9331 | 1
WA | petroleum | Summer Peak | 0.10058 | 0.10058 | 0.10058 | 0.10058 | 0.10058 | 0.10058 | 0.10058 | 0.10058 | 0.10058 | 0.10058 | 0.10058 | 0.10058 | 0.10058 | 0.10058 | 0.10058 | 0.10058 | 0.10058 | 0.10058 | 0.10058 | 0.10058 | 0.10058 | 0.10058 | 0.10058 | 0.10058 | 2.4139 | 5 | 12.0694 | 0.10058
WA | petroleum | Winter Peak | 0.10058 | 0.10058 | 0.10058 | 0.10058 | 0.10058 | 0.10058 | 0.10058 | 0.10058 | 0.10058 | 0.10058 | 0.10058 | 0.10058 | 0.10058 | 0.10058 | 0.10058 | 0.10058 | 0.10058 | 0.10058 | 0.10058 | 0.10058 | 0.10058 | 0.10058 | 0.10058 | 0.10058 | 2.4139 | 18 | 43.45 | 0.10058
WA | pumped hydro | Winter | 0.01976 | 0.014904 | 0.027487 | 0.0095345 | 0.018951 | 0.040862 | 0.017055 | 0.0017932 | 0 | 0 | 0 | 0 | 0 | 0 | 0.0011857 | 0.018408 | 0.087506 | 0.089089 | 0.089833 | 0.098697 | 0.13235 | 0.033317 | 0.0098334 | 0.025399 | 0.73596 | 65 | 47.8376 | 0.13235
WA | pumped hydro | Spring | 0.037384 | 0.071464 | 0.043269 | 0.044061 | 0.057281 | 0.087876 | 0.014863 | 0.00082151 | 0 | 0 | 0 | 0 | 0 | 0 | 0 | 0.033277 | 0.057517 | 0.21067 | 0.24684 | 0.26666 | 0.26794 | 0.1276 | 0.064034 | 0.06449 | 1.696 | 88 | 149.2519 | 0.26794
WA | pumped hydro | Summer | 0.026268 | 0.027697 | 0.048818 | 0.045468 | 0.027182 | 0.007742 | 0 | 0 | 0 | 0 | 0.0024936 | 0 | 0 | 0 | 0 | 0.016576 | 0.029866 | 0.14748 | 0.26185 | 0.34832 | 0.31788 | 0.18852 | 0.060134 | 0.084296 | 1.6406 | 100 | 164.0586 | 0.34832
WA | pumped hydro | Fall | 0.00022901 | 0.014278 | 0.005346 | 0.009275 | 0.0037572 | 0.011297 | 0 | 0 | 0 | 0 | 0 | 0 | 0 | 0.0008588 | 0 | 0.0030702 | 0.040861 | 0.12258 | 0.22719 | 0.23789 | 0.15089 | 0.14427 | 0.040482 | 0.029768 | 1.042 | 89 | 92.742 | 0.23789
WA | pumped hydro | Summer Peak | 0 | 0 | 0 | 0 | 0 | 0 | 0 | 0 | 0 | 0 | 0 | 0 | 0 | 0 | 0 | 0 | 0 | 0.26866 | 0.54701 | 0.40452 | 0.11879 | 0 | 0.072484 | 0.076752 | 1.4882 | 5 | 7.4411 | 0.54701
WA | pumped hydro | Winter Peak | 0 | 0 | 0 | 0 | 0 | 0 | 0 | 0 | 0 | 0 | 0 | 0 | 0 | 0 | 0 | 0 | 0.022063 | 0.048921 | 0.13011 | 0.069551 | 0.053769 | 0.012633 | 0 | 0 | 0.33705 | 18 | 6.0669 | 0.13011
WA | smr | Winter | 0.84414 | 0.84414 | 0.84414 | 0.84414 | 0.84414 | 0.84414 | 0.84414 | 0.84414 | 0.84414 | 0.84414 | 0.84414 | 0.84414 | 0.84414 | 0.84414 | 0.84414 | 0.84414 | 0.84414 | 0.84414 | 0.84414 | 0.84414 | 0.84414 | 0.84414 | 0.84414 | 0.84414 | 20.2594 | 65 | 1316.8626 | 0.84414
WA | smr | Spring | 0.84414 | 0.84414 | 0.84414 | 0.84414 | 0.84414 | 0.84414 | 0.84414 | 0.84414 | 0.84414 | 0.84414 | 0.84414 | 0.84414 | 0.84414 | 0.84414 | 0.84414 | 0.84414 | 0.84414 | 0.84414 | 0.84414 | 0.84414 | 0.84414 | 0.84414 | 0.84414 | 0.84414 | 20.2594 | 88 | 1782.8293 | 0.84414
WA | smr | Summer | 0.84414 | 0.84414 | 0.84414 | 0.84414 | 0.84414 | 0.84414 | 0.84414 | 0.84414 | 0.84414 | 0.84414 | 0.84414 | 0.84414 | 0.84414 | 0.84414 | 0.84414 | 0.84414 | 0.84414 | 0.84414 | 0.84414 | 0.84414 | 0.84414 | 0.84414 | 0.84414 | 0.84414 | 20.2594 | 100 | 2025.9424 | 0.84414
WA | smr | Fall | 0.84414 | 0.84414 | 0.84414 | 0.84414 | 0.84414 | 0.84414 | 0.84414 | 0.84414 | 0.84414 | 0.84414 | 0.84414 | 0.84414 | 0.84414 | 0.84414 | 0.84414 | 0.84414 | 0.84414 | 0.84414 | 0.84414 | 0.84414 | 0.84414 | 0.84414 | 0.84414 | 0.84414 | 20.2594 | 89 | 1803.0888 | 0.84414
WA | smr | Summer Peak | 0.84414 | 0.84414 | 0.84414 | 0.84414 | 0.84414 | 0.84414 | 0.84414 | 0.84414 | 0.84414 | 0.84414 | 0.84414 | 0.84414 | 0.84414 | 0.84414 | 0.84414 | 0.84414 | 0.84414 | 0.84414 | 0.84414 | 0.84414 | 0.84414 | 0.84414 | 0.84414 | 0.84414 | 20.2594 | 5 | 101.2971 | 0.84414
WA | smr | Winter Peak | 0.84414 | 0.84414 | 0.84414 | 0.84414 | 0.84414 | 0.84414 | 0.84414 | 0.84414 | 0.84414 | 0.84414 | 0.84414 | 0.84414 | 0.84414 | 0.84414 | 0.84414 | 0.84414 | 0.84414 | 0.84414 | 0.84414 | 0.84414 | 0.84414 | 0.84414 | 0.84414 | 0.84414 | 20.2594 | 18 | 364.6696 | 0.84414
WA | solar pv dist | Winter | 0 | 0 | 0 | 0 | 0 | 3.8081e-05 | 0.013714 | 0.086803 | 0.15639 | 0.19008 | 0.18912 | 0.17797 | 0.18438 | 0.28593 | 0.21969 | 0.089002 | 0.013983 | 0.00043555 | 0 | 0 | 0 | 0 | 0 | 0 | 1.6075 | 65 | 104.4899 | 0.28593
WA | solar pv dist | Spring | 0 | 0 | 0 | 0 | 0.001097 | 0.0047747 | 0.14794 | 0.23672 | 0.28591 | 0.30857 | 0.30347 | 0.29256 | 0.28263 | 0.3694 | 0.3419 | 0.23319 | 0.097809 | 0.037327 | 0.0012271 | 0 | 0 | 0 | 0 | 0 | 2.9445 | 88 | 259.1183 | 0.3694
WA | solar pv dist | Summer | 0 | 0 | 0 | 0.00024134 | 0.0073144 | 0.021863 | 0.30502 | 0.38175 | 0.4055 | 0.40477 | 0.40093 | 0.38729 | 0.38881 | 0.50125 | 0.48071 | 0.41418 | 0.28642 | 0.17094 | 0.029339 | 0 | 0 | 0 | 0 | 0 | 4.5863 | 100 | 458.6323 | 0.50125
WA | solar pv dist | Fall | 0 | 0 | 0 | 9.7341e-05 | 0.0048097 | 0.015415 | 0.21418 | 0.27133 | 0.32411 | 0.34127 | 0.33499 | 0.32654 | 0.31836 | 0.39571 | 0.35653 | 0.29074 | 0.20494 | 0.10686 | 0.018736 | 0 | 0 | 0 | 0 | 0 | 3.5246 | 89 | 313.6914 | 0.39571
WA | solar pv dist | Summer Peak | 0 | 0 | 0 | 0 | 0.0044864 | 0.026021 | 0.36621 | 0.41816 | 0.43713 | 0.44437 | 0.43317 | 0.42302 | 0.43165 | 0.54542 | 0.49774 | 0.46962 | 0.37048 | 0.16785 | 0.016894 | 0 | 0 | 0 | 0 | 0 | 5.0522 | 5 | 25.2611 | 0.54542
WA | solar pv dist | Winter Peak | 0 | 0 | 0 | 0 | 0 | 0 | 0.0013837 | 0.062844 | 0.15103 | 0.19848 | 0.17415 | 0.16019 | 0.15462 | 0.26013 | 0.16904 | 0.035539 | 0.00018049 | 0 | 0 | 0 | 0 | 0 | 0 | 0 | 1.3676 | 18 | 24.6168 | 0.26013
WA | solar pv | Winter | 0 | 0 | 0 | 0 | 0 | 0 | 0.0092369 | 0.093009 | 0.23098 | 0.28332 | 0.28126 | 0.26612 | 0.26687 | 0.27981 | 0.24684 | 0.1193 | 0.02365 | 0.00015811 | 0 | 0 | 0 | 0 | 0 | 0 | 2.1006 | 65 | 136.5362 | 0.28332
WA | solar pv | Spring | 0 | 0 | 0 | 0 | 0.00386 | 0.056573 | 0.21774 | 0.40503 | 0.5065 | 0.54223 | 0.53288 | 0.51149 | 0.49744 | 0.49458 | 0.47929 | 0.37071 | 0.17558 | 0.03675 | 0.00057778 | 0 | 0 | 0 | 0 | 0 | 4.8312 | 88 | 425.1486 | 0.54223
WA | solar pv | Summer | 0 | 0 | 0 | 0 | 0.050823 | 0.25518 | 0.52794 | 0.68798 | 0.7389 | 0.73523 | 0.72448 | 0.71123 | 0.7121 | 0.71507 | 0.70135 | 0.62513 | 0.47714 | 0.24206 | 0.052126 | 0 | 0 | 0 | 0 | 0 | 7.9568 | 100 | 795.6751 | 0.7389
WA | solar pv | Fall | 0 | 0 | 0 | 0 | 0.029099 | 0.17463 | 0.36828 | 0.49983 | 0.57822 | 0.60821 | 0.59923 | 0.58408 | 0.57558 | 0.57847 | 0.55928 | 0.469 | 0.34057 | 0.1705 | 0.034478 | 0 | 0 | 0 | 0 | 0 | 6.1695 | 89 | 549.0818 | 0.60821
WA | solar pv | Summer Peak | 0 | 0 | 0 | 0 | 0.014929 | 0.26342 | 0.60105 | 0.76277 | 0.81513 | 0.82941 | 0.81005 | 0.7962 | 0.79577 | 0.82238 | 0.82952 | 0.78452 | 0.6348 | 0.29533 | 0.035916 | 0 | 0 | 0 | 0 | 0 | 9.0912 | 5 | 45.456 | 0.82952
WA | solar pv | Winter Peak | 0 | 0 | 0 | 0 | 0 | 0 | 0 | 0.031252 | 0.19791 | 0.30374 | 0.28977 | 0.26552 | 0.25939 | 0.27502 | 0.21377 | 0.051956 | 0.0002404 | 0 | 0 | 0 | 0 | 0 | 0 | 0 | 1.8886 | 18 | 33.9944 | 0.30374
WA | solar thermal | Winter | 0 | 0 | 0 | 0 | 0 | 0 | 0 | 0 | 0 | 0.08597 | 0.37963 | 0.49887 | 0.49723 | 0.48344 | 0.47116 | 0.48279 | 0.49202 | 0.44649 | 0.21282 | 0.015243 | 0 | 0 | 0 | 0 | 4.0657 | 65 | 264.2683 | 0.49887
WA | solar thermal | Spring | 0 | 0 | 0 | 0 | 0 | 0 | 0 | 0.0076376 | 0.18687 | 0.48014 | 0.63047 | 0.67382 | 0.67706 | 0.67418 | 0.66674 | 0.6665 | 0.66683 | 0.64842 | 0.56803 | 0.30656 | 0.039289 | 0 | 0 | 0 | 6.8926 | 88 | 606.5456 | 0.67706
WA | solar thermal | Summer | 0 | 0 | 0 | 0 | 0 | 0 | 0 | 0.024165 | 0.27576 | 0.51489 | 0.59949 | 0.63012 | 0.63917 | 0.63842 | 0.63267 | 0.62353 | 0.61338 | 0.59439 | 0.54207 | 0.40006 | 0.11962 | 2.6056e-06 | 0 | 0 | 6.8477 | 100 | 684.7723 | 0.63917
WA | solar thermal | Fall | 0 | 0 | 0 | 0 | 0 | 0 | 0 | 0 | 0.054994 | 0.36422 | 0.55217 | 0.58569 | 0.57826 | 0.56812 | 0.56341 | 0.56827 | 0.56955 | 0.52878 | 0.35579 | 0.077412 | 3.2207e-05 | 0 | 0 | 0 | 5.3667 | 89 | 477.6358 | 0.58569
WA | solar thermal | Summer Peak | 0 | 0 | 0 | 0 | 0 | 0 | 0 | 0.027732 | 0.38084 | 0.62249 | 0.69231 | 0.71807 | 0.7248 | 0.72465 | 0.72329 | 0.72571 | 0.72389 | 0.71218 | 0.67311 | 0.55977 | 0.22117 | 0 | 0 | 0 | 8.23 | 5 | 41.1501 | 0.72571
WA | solar thermal | Winter Peak | 0 | 0 | 0 | 0 | 0 | 0 | 0 | 0 | 0 | 0.0026447 | 0.27588 | 0.35613 | 0.39021 | 0.41121 | 0.42512 | 0.48557 | 0.52766 | 0.49305 | 0.19344 | 0 | 0 | 0 | 0 | 0 | 3.5609 | 18 | 64.0963 | 0.52766
WA | natural gas steam turbine | Winter | 0.1919 | 0.1919 | 0.1919 | 0.1919 | 0.1919 | 0.1919 | 0.1919 | 0.1919 | 0.1919 | 0.1919 | 0.1919 | 0.1919 | 0.1919 | 0.1919 | 0.1919 | 0.1919 | 0.1919 | 0.1919 | 0.1919 | 0.1919 | 0.1919 | 0.1919 | 0.1919 | 0.1919 | 4.6056 | 65 | 299.364 | 0.1919
WA | natural gas steam turbine | Spring | 0.1919 | 0.1919 | 0.1919 | 0.1919 | 0.1919 | 0.1919 | 0.1919 | 0.1919 | 0.1919 | 0.1919 | 0.1919 | 0.1919 | 0.1919 | 0.1919 | 0.1919 | 0.1919 | 0.1919 | 0.1919 | 0.1919 | 0.1919 | 0.1919 | 0.1919 | 0.1919 | 0.1919 | 4.6056 | 88 | 405.2928 | 0.1919
WA | natural gas steam turbine | Summer | 0.1919 | 0.1919 | 0.1919 | 0.1919 | 0.1919 | 0.1919 | 0.1919 | 0.1919 | 0.1919 | 0.1919 | 0.1919 | 0.1919 | 0.1919 | 0.1919 | 0.1919 | 0.1919 | 0.1919 | 0.1919 | 0.1919 | 0.1919 | 0.1919 | 0.1919 | 0.1919 | 0.1919 | 4.6056 | 100 | 460.56 | 0.1919
WA | natural gas steam turbine | Fall | 0.1919 | 0.1919 | 0.1919 | 0.1919 | 0.1919 | 0.1919 | 0.1919 | 0.1919 | 0.1919 | 0.1919 | 0.1919 | 0.1919 | 0.1919 | 0.1919 | 0.1919 | 0.1919 | 0.1919 | 0.1919 | 0.1919 | 0.1919 | 0.1919 | 0.1919 | 0.1919 | 0.1919 | 4.6056 | 89 | 409.8984 | 0.1919
WA | natural gas steam turbine | Summer Peak | 0.1919 | 0.1919 | 0.1919 | 0.1919 | 0.1919 | 0.1919 | 0.1919 | 0.1919 | 0.1919 | 0.1919 | 0.1919 | 0.1919 | 0.1919 | 0.1919 | 0.1919 | 0.1919 | 0.1919 | 0.1919 | 0.1919 | 0.1919 | 0.1919 | 0.1919 | 0.1919 | 0.1919 | 4.6056 | 5 | 23.028 | 0.1919
WA | natural gas steam turbine | Winter Peak | 0.1919 | 0.1919 | 0.1919 | 0.1919 | 0.1919 | 0.1919 | 0.1919 | 0.1919 | 0.1919 | 0.1919 | 0.1919 | 0.1919 | 0.1919 | 0.1919 | 0.1919 | 0.1919 | 0.1919 | 0.1919 | 0.1919 | 0.1919 | 0.1919 | 0.1919 | 0.1919 | 0.1919 | 4.6056 | 18 | 82.9008 | 0.1919
WI | biomass ccs | Winter | 0.8 | 0.8 | 0.8 | 0.8 | 0.8 | 0.8 | 0.8 | 0.8 | 0.8 | 0.8 | 0.8 | 0.8 | 0.8 | 0.8 | 0.8 | 0.8 | 0.8 | 0.8 | 0.8 | 0.8 | 0.8 | 0.8 | 0.8 | 0.8 | 19.2 | 62 | 1190.4 | 0.8
WI | biomass ccs | Spring | 0.8 | 0.8 | 0.8 | 0.8 | 0.8 | 0.8 | 0.8 | 0.8 | 0.8 | 0.8 | 0.8 | 0.8 | 0.8 | 0.8 | 0.8 | 0.8 | 0.8 | 0.8 | 0.8 | 0.8 | 0.8 | 0.8 | 0.8 | 0.8 | 19.2 | 101 | 1939.2 | 0.8
WI | biomass ccs | Summer | 0.8 | 0.8 | 0.8 | 0.8 | 0.8 | 0.8 | 0.8 | 0.8 | 0.8 | 0.8 | 0.8 | 0.8 | 0.8 | 0.8 | 0.8 | 0.8 | 0.8 | 0.8 | 0.8 | 0.8 | 0.8 | 0.8 | 0.8 | 0.8 | 19.2 | 50 | 960 | 0.8
WI | biomass ccs | Fall | 0.8 | 0.8 | 0.8 | 0.8 | 0.8 | 0.8 | 0.8 | 0.8 | 0.8 | 0.8 | 0.8 | 0.8 | 0.8 | 0.8 | 0.8 | 0.8 | 0.8 | 0.8 | 0.8 | 0.8 | 0.8 | 0.8 | 0.8 | 0.8 | 19.2 | 118 | 2265.6 | 0.8
WI | biomass ccs | Summer Peak | 0.8 | 0.8 | 0.8 | 0.8 | 0.8 | 0.8 | 0.8 | 0.8 | 0.8 | 0.8 | 0.8 | 0.8 | 0.8 | 0.8 | 0.8 | 0.8 | 0.8 | 0.8 | 0.8 | 0.8 | 0.8 | 0.8 | 0.8 | 0.8 | 19.2 | 19 | 364.8 | 0.8
WI | biomass ccs | Winter Peak | 0.8 | 0.8 | 0.8 | 0.8 | 0.8 | 0.8 | 0.8 | 0.8 | 0.8 | 0.8 | 0.8 | 0.8 | 0.8 | 0.8 | 0.8 | 0.8 | 0.8 | 0.8 | 0.8 | 0.8 | 0.8 | 0.8 | 0.8 | 0.8 | 19.2 | 15 | 288 | 0.8
WI | biomass | Winter | 0.50207 | 0.50207 | 0.50207 | 0.50207 | 0.50207 | 0.50207 | 0.50219 | 0.50219 | 0.50219 | 0.50219 | 0.50219 | 0.50219 | 0.50219 | 0.50219 | 0.50219 | 0.50219 | 0.50219 | 0.50219 | 0.50219 | 0.50219 | 0.50219 | 0.50219 | 0.50219 | 0.50207 | 12.0517 | 62 | 747.2044 | 0.50219
WI | biomass | Spring | 0.50219 | 0.50211 | 0.50154 | 0.50154 | 0.50154 | 0.50154 | 0.50154 | 0.50154 | 0.50154 | 0.50146 | 0.50211 | 0.50211 | 0.50211 | 0.50211 | 0.50211 | 0.50211 | 0.50219 | 0.50219 | 0.50219 | 0.50219 | 0.50219 | 0.50219 | 0.50219 | 0.50211 | 12.0466 | 101 | 1216.7097 | 0.50219
WI | biomass | Summer | 0.50109 | 0.49958 | 0.49958 | 0.49958 | 0.49958 | 0.49974 | 0.50053 | 0.50068 | 0.50219 | 0.50219 | 0.50219 | 0.50219 | 0.50219 | 0.50219 | 0.50219 | 0.50219 | 0.50219 | 0.50219 | 0.50219 | 0.50219 | 0.50219 | 0.50219 | 0.50204 | 0.50188 | 12.0349 | 50 | 601.7469 | 0.50219
WI | biomass | Fall | 0.50092 | 0.50071 | 0.50071 | 0.50001 | 0.50007 | 0.50014 | 0.50088 | 0.50128 | 0.50149 | 0.50149 | 0.50219 | 0.50219 | 0.50219 | 0.50219 | 0.50219 | 0.50219 | 0.50219 | 0.50219 | 0.50219 | 0.50219 | 0.50206 | 0.50206 | 0.50193 | 0.50098 | 12.0366 | 118 | 1420.3203 | 0.50219
WI | biomass | Summer Peak | 0.50219 | 0.50219 | 0.50219 | 0.50219 | 0.50219 | 0.50219 | 0.50219 | 0.50219 | 0.50219 | 0.50219 | 0.50219 | 0.50219 | 0.50219 | 0.50219 | 0.50219 | 0.50219 | 0.50219 | 0.50219 | 0.50219 | 0.50219 | 0.50219 | 0.50219 | 0.50219 | 0.50219 | 12.0525 | 19 | 228.9984 | 0.50219
WI | biomass | Winter Peak | 0.50219 | 0.50219 | 0.50219 | 0.50219 | 0.50219 | 0.50219 | 0.50219 | 0.50219 | 0.50219 | 0.50219 | 0.50219 | 0.50219 | 0.50219 | 0.50219 | 0.50219 | 0.50219 | 0.50219 | 0.50219 | 0.50219 | 0.50219 | 0.50219 | 0.50219 | 0.50219 | 0.50219 | 12.0525 | 15 | 180.7882 | 0.50219
WI | natural gas combined cycle ccs | Winter | 0.8 | 0.8 | 0.8 | 0.8 | 0.8 | 0.8 | 0.8 | 0.8 | 0.8 | 0.8 | 0.8 | 0.8 | 0.8 | 0.8 | 0.8 | 0.8 | 0.8 | 0.8 | 0.8 | 0.8 | 0.8 | 0.8 | 0.8 | 0.8 | 19.2 | 62 | 1190.4 | 0.8
WI | natural gas combined cycle ccs | Spring | 0.8 | 0.8 | 0.8 | 0.8 | 0.8 | 0.8 | 0.8 | 0.8 | 0.8 | 0.8 | 0.8 | 0.8 | 0.8 | 0.8 | 0.8 | 0.8 | 0.8 | 0.8 | 0.8 | 0.8 | 0.8 | 0.8 | 0.8 | 0.8 | 19.2 | 101 | 1939.2 | 0.8
WI | natural gas combined cycle ccs | Summer | 0.8 | 0.8 | 0.8 | 0.8 | 0.8 | 0.8 | 0.8 | 0.8 | 0.8 | 0.8 | 0.8 | 0.8 | 0.8 | 0.8 | 0.8 | 0.8 | 0.8 | 0.8 | 0.8 | 0.8 | 0.8 | 0.8 | 0.8 | 0.8 | 19.2 | 50 | 960 | 0.8
WI | natural gas combined cycle ccs | Fall | 0.8 | 0.8 | 0.8 | 0.8 | 0.8 | 0.8 | 0.8 | 0.8 | 0.8 | 0.8 | 0.8 | 0.8 | 0.8 | 0.8 | 0.8 | 0.8 | 0.8 | 0.8 | 0.8 | 0.8 | 0.8 | 0.8 | 0.8 | 0.8 | 19.2 | 118 | 2265.6 | 0.8
WI | natural gas combined cycle ccs | Summer Peak | 0.8 | 0.8 | 0.8 | 0.8 | 0.8 | 0.8 | 0.8 | 0.8 | 0.8 | 0.8 | 0.8 | 0.8 | 0.8 | 0.8 | 0.8 | 0.8 | 0.8 | 0.8 | 0.8 | 0.8 | 0.8 | 0.8 | 0.8 | 0.8 | 19.2 | 19 | 364.8 | 0.8
WI | natural gas combined cycle ccs | Winter Peak | 0.8 | 0.8 | 0.8 | 0.8 | 0.8 | 0.8 | 0.8 | 0.8 | 0.8 | 0.8 | 0.8 | 0.8 | 0.8 | 0.8 | 0.8 | 0.8 | 0.8 | 0.8 | 0.8 | 0.8 | 0.8 | 0.8 | 0.8 | 0.8 | 19.2 | 15 | 288 | 0.8
WI | natural gas combined cycle | Winter | 0.5645 | 0.54906 | 0.55763 | 0.57071 | 0.61677 | 0.64161 | 0.6436 | 0.65601 | 0.67321 | 0.6799 | 0.68955 | 0.69271 | 0.6949 | 0.69378 | 0.69286 | 0.70608 | 0.72677 | 0.74045 | 0.74023 | 0.73984 | 0.73247 | 0.70826 | 0.65404 | 0.60616 | 15.9711 | 62 | 990.2085 | 0.74045
WI | natural gas combined cycle | Spring | 0.61084 | 0.59774 | 0.58991 | 0.60119 | 0.62399 | 0.66942 | 0.68955 | 0.69336 | 0.69669 | 0.70765 | 0.71417 | 0.71608 | 0.71377 | 0.70931 | 0.7121 | 0.72833 | 0.7602 | 0.76812 | 0.76508 | 0.76313 | 0.75546 | 0.73158 | 0.68965 | 0.65359 | 16.6609 | 101 | 1682.7499 | 0.76812
WI | natural gas combined cycle | Summer | 0.58365 | 0.55197 | 0.53784 | 0.56495 | 0.59932 | 0.61827 | 0.63617 | 0.66284 | 0.68883 | 0.71279 | 0.72939 | 0.74019 | 0.74886 | 0.74785 | 0.74612 | 0.75457 | 0.76603 | 0.77157 | 0.76962 | 0.76445 | 0.75816 | 0.73722 | 0.67458 | 0.60151 | 16.4667 | 50 | 823.3375 | 0.77157
WI | natural gas combined cycle | Fall | 0.54989 | 0.52871 | 0.52295 | 0.53192 | 0.5639 | 0.59364 | 0.61493 | 0.63777 | 0.66785 | 0.70213 | 0.71603 | 0.72296 | 0.72233 | 0.72024 | 0.72661 | 0.74097 | 0.75644 | 0.7594 | 0.75988 | 0.75762 | 0.75192 | 0.72149 | 0.64617 | 0.58006 | 15.9958 | 118 | 1887.5041 | 0.75988
WI | natural gas combined cycle | Summer Peak | 0.60779 | 0.58773 | 0.57725 | 0.58499 | 0.60589 | 0.61356 | 0.62434 | 0.68806 | 0.71851 | 0.75463 | 0.78085 | 0.79992 | 0.80479 | 0.8063 | 0.8056 | 0.80803 | 0.81209 | 0.81454 | 0.81291 | 0.81291 | 0.80885 | 0.77435 | 0.70841 | 0.66174 | 17.3741 | 19 | 330.1073 | 0.81454
WI | natural gas combined cycle | Winter Peak | 0.66993 | 0.65959 | 0.65866 | 0.65866 | 0.67312 | 0.71161 | 0.73352 | 0.73715 | 0.73409 | 0.74493 | 0.75392 | 0.7529 | 0.75187 | 0.75085 | 0.75097 | 0.75355 | 0.76312 | 0.76312 | 0.76312 | 0.76003 | 0.75815 | 0.74978 | 0.71917 | 0.64746 | 17.4192 | 15 | 261.2887 | 0.76312
WI | crude oil | Winter | 0.001 | 0.001 | 0.001 | 0.001 | 0.001 | 0.001 | 0.001 | 0.001 | 0.001 | 0.001 | 0.001 | 0.001 | 0.001 | 0.001 | 0.001 | 0.001 | 0.001 | 0.001 | 0.001 | 0.001 | 0.001 | 0.001 | 0.001 | 0.001 | 0.024 | 62 | 1.488 | 0.001
WI | crude oil | Spring | 0.001 | 0.001 | 0.001 | 0.001 | 0.001 | 0.001 | 0.001 | 0.001 | 0.001 | 0.001 | 0.001 | 0.001 | 0.001 | 0.001 | 0.001 | 0.001 | 0.001 | 0.001 | 0.001 | 0.001 | 0.001 | 0.001 | 0.001 | 0.001 | 0.024 | 101 | 2.424 | 0.001
WI | crude oil | Summer | 0.001 | 0.001 | 0.001 | 0.001 | 0.001 | 0.001 | 0.001 | 0.001 | 0.001 | 0.001 | 0.001 | 0.001 | 0.001 | 0.001 | 0.001 | 0.001 | 0.001 | 0.001 | 0.001 | 0.001 | 0.001 | 0.001 | 0.001 | 0.001 | 0.024 | 50 | 1.2 | 0.001
WI | crude oil | Fall | 0.001 | 0.001 | 0.001 | 0.001 | 0.001 | 0.001 | 0.001 | 0.001 | 0.001 | 0.001 | 0.001 | 0.001 | 0.001 | 0.001 | 0.001 | 0.001 | 0.001 | 0.001 | 0.001 | 0.001 | 0.001 | 0.001 | 0.001 | 0.001 | 0.024 | 118 | 2.832 | 0.001
WI | crude oil | Summer Peak | 0.001 | 0.001 | 0.001 | 0.001 | 0.001 | 0.001 | 0.001 | 0.001 | 0.001 | 0.001 | 0.001 | 0.001 | 0.001 | 0.001 | 0.001 | 0.001 | 0.001 | 0.001 | 0.001 | 0.001 | 0.001 | 0.001 | 0.001 | 0.001 | 0.024 | 19 | 0.456 | 0.001
WI | crude oil | Winter Peak | 0.001 | 0.001 | 0.001 | 0.001 | 0.001 | 0.001 | 0.001 | 0.001 | 0.001 | 0.001 | 0.001 | 0.001 | 0.001 | 0.001 | 0.001 | 0.001 | 0.001 | 0.001 | 0.001 | 0.001 | 0.001 | 0.001 | 0.001 | 0.001 | 0.024 | 15 | 0.36 | 0.001
WI | geothermal | Winter | 0.6595 | 0.6595 | 0.6595 | 0.6595 | 0.6595 | 0.6595 | 0.6595 | 0.6595 | 0.6595 | 0.6595 | 0.6595 | 0.6595 | 0.6595 | 0.6595 | 0.6595 | 0.6595 | 0.6595 | 0.6595 | 0.6595 | 0.6595 | 0.6595 | 0.6595 | 0.6595 | 0.6595 | 15.828 | 62 | 981.336 | 0.6595
WI | geothermal | Spring | 0.6595 | 0.6595 | 0.6595 | 0.6595 | 0.6595 | 0.6595 | 0.6595 | 0.6595 | 0.6595 | 0.6595 | 0.6595 | 0.6595 | 0.6595 | 0.6595 | 0.6595 | 0.6595 | 0.6595 | 0.6595 | 0.6595 | 0.6595 | 0.6595 | 0.6595 | 0.6595 | 0.6595 | 15.828 | 101 | 1598.628 | 0.6595
WI | geothermal | Summer | 0.6595 | 0.6595 | 0.6595 | 0.6595 | 0.6595 | 0.6595 | 0.6595 | 0.6595 | 0.6595 | 0.6595 | 0.6595 | 0.6595 | 0.6595 | 0.6595 | 0.6595 | 0.6595 | 0.6595 | 0.6595 | 0.6595 | 0.6595 | 0.6595 | 0.6595 | 0.6595 | 0.6595 | 15.828 | 50 | 791.4 | 0.6595
WI | geothermal | Fall | 0.6595 | 0.6595 | 0.6595 | 0.6595 | 0.6595 | 0.6595 | 0.6595 | 0.6595 | 0.6595 | 0.6595 | 0.6595 | 0.6595 | 0.6595 | 0.6595 | 0.6595 | 0.6595 | 0.6595 | 0.6595 | 0.6595 | 0.6595 | 0.6595 | 0.6595 | 0.6595 | 0.6595 | 15.828 | 118 | 1867.704 | 0.6595
WI | geothermal | Summer Peak | 0.6595 | 0.6595 | 0.6595 | 0.6595 | 0.6595 | 0.6595 | 0.6595 | 0.6595 | 0.6595 | 0.6595 | 0.6595 | 0.6595 | 0.6595 | 0.6595 | 0.6595 | 0.6595 | 0.6595 | 0.6595 | 0.6595 | 0.6595 | 0.6595 | 0.6595 | 0.6595 | 0.6595 | 15.828 | 19 | 300.732 | 0.6595
WI | geothermal | Winter Peak | 0.6595 | 0.6595 | 0.6595 | 0.6595 | 0.6595 | 0.6595 | 0.6595 | 0.6595 | 0.6595 | 0.6595 | 0.6595 | 0.6595 | 0.6595 | 0.6595 | 0.6595 | 0.6595 | 0.6595 | 0.6595 | 0.6595 | 0.6595 | 0.6595 | 0.6595 | 0.6595 | 0.6595 | 15.828 | 15 | 237.42 | 0.6595
WI | hard coal ccs | Winter | 0.8 | 0.8 | 0.8 | 0.8 | 0.8 | 0.8 | 0.8 | 0.8 | 0.8 | 0.8 | 0.8 | 0.8 | 0.8 | 0.8 | 0.8 | 0.8 | 0.8 | 0.8 | 0.8 | 0.8 | 0.8 | 0.8 | 0.8 | 0.8 | 19.2 | 62 | 1190.4 | 0.8
WI | hard coal ccs | Spring | 0.8 | 0.8 | 0.8 | 0.8 | 0.8 | 0.8 | 0.8 | 0.8 | 0.8 | 0.8 | 0.8 | 0.8 | 0.8 | 0.8 | 0.8 | 0.8 | 0.8 | 0.8 | 0.8 | 0.8 | 0.8 | 0.8 | 0.8 | 0.8 | 19.2 | 101 | 1939.2 | 0.8
WI | hard coal ccs | Summer | 0.8 | 0.8 | 0.8 | 0.8 | 0.8 | 0.8 | 0.8 | 0.8 | 0.8 | 0.8 | 0.8 | 0.8 | 0.8 | 0.8 | 0.8 | 0.8 | 0.8 | 0.8 | 0.8 | 0.8 | 0.8 | 0.8 | 0.8 | 0.8 | 19.2 | 50 | 960 | 0.8
WI | hard coal ccs | Fall | 0.8 | 0.8 | 0.8 | 0.8 | 0.8 | 0.8 | 0.8 | 0.8 | 0.8 | 0.8 | 0.8 | 0.8 | 0.8 | 0.8 | 0.8 | 0.8 | 0.8 | 0.8 | 0.8 | 0.8 | 0.8 | 0.8 | 0.8 | 0.8 | 19.2 | 118 | 2265.6 | 0.8
WI | hard coal ccs | Summer Peak | 0.8 | 0.8 | 0.8 | 0.8 | 0.8 | 0.8 | 0.8 | 0.8 | 0.8 | 0.8 | 0.8 | 0.8 | 0.8 | 0.8 | 0.8 | 0.8 | 0.8 | 0.8 | 0.8 | 0.8 | 0.8 | 0.8 | 0.8 | 0.8 | 19.2 | 19 | 364.8 | 0.8
WI | hard coal ccs | Winter Peak | 0.8 | 0.8 | 0.8 | 0.8 | 0.8 | 0.8 | 0.8 | 0.8 | 0.8 | 0.8 | 0.8 | 0.8 | 0.8 | 0.8 | 0.8 | 0.8 | 0.8 | 0.8 | 0.8 | 0.8 | 0.8 | 0.8 | 0.8 | 0.8 | 19.2 | 15 | 288 | 0.8
WI | hard coal | Winter | 0.27786 | 0.27605 | 0.27526 | 0.27736 | 0.30149 | 0.34443 | 0.35239 | 0.34637 | 0.36448 | 0.39802 | 0.42232 | 0.4345 | 0.43763 | 0.43869 | 0.4424 | 0.49694 | 0.5849 | 0.62616 | 0.63131 | 0.62353 | 0.59212 | 0.4059 | 0.32771 | 0.29787 | 9.9757 | 62 | 618.4917 | 0.63131
WI | hard coal | Spring | 0.40714 | 0.38216 | 0.37928 | 0.39069 | 0.46199 | 0.56126 | 0.62338 | 0.62151 | 0.61402 | 0.65752 | 0.67743 | 0.66885 | 0.64041 | 0.62184 | 0.64486 | 0.717 | 0.77858 | 0.79765 | 0.8026 | 0.79142 | 0.76732 | 0.69255 | 0.57066 | 0.4628 | 14.7329 | 101 | 1488.0246 | 0.8026
WI | hard coal | Summer | 0.35228 | 0.32632 | 0.31237 | 0.31599 | 0.34268 | 0.38205 | 0.4073 | 0.42784 | 0.48134 | 0.53233 | 0.57258 | 0.58612 | 0.58698 | 0.58181 | 0.59188 | 0.64013 | 0.68469 | 0.71315 | 0.71396 | 0.6971 | 0.66656 | 0.56601 | 0.4461 | 0.35935 | 12.2869 | 50 | 614.3448 | 0.71396
WI | hard coal | Fall | 0.31232 | 0.30845 | 0.30582 | 0.30815 | 0.33181 | 0.37758 | 0.39518 | 0.40998 | 0.4496 | 0.48726 | 0.51808 | 0.53118 | 0.53752 | 0.53777 | 0.56068 | 0.63509 | 0.68055 | 0.70927 | 0.70653 | 0.69176 | 0.6315 | 0.52351 | 0.40297 | 0.3475 | 11.7001 | 118 | 1380.606 | 0.70927
WI | hard coal | Summer Peak | 0.59746 | 0.51044 | 0.48775 | 0.51348 | 0.58917 | 0.57902 | 0.66481 | 0.72571 | 0.80006 | 0.84443 | 0.88984 | 0.92241 | 0.92621 | 0.93166 | 0.93187 | 0.93486 | 0.93559 | 0.93212 | 0.93527 | 0.93559 | 0.92834 | 0.89797 | 0.7883 | 0.70914 | 18.9115 | 19 | 359.3186 | 0.93559
WI | hard coal | Winter Peak | 0.43164 | 0.40009 | 0.39319 | 0.41716 | 0.49297 | 0.63243 | 0.67824 | 0.68523 | 0.66901 | 0.6479 | 0.66674 | 0.6814 | 0.65572 | 0.62612 | 0.63799 | 0.74043 | 0.76617 | 0.7879 | 0.78386 | 0.77081 | 0.75585 | 0.62314 | 0.47347 | 0.4032 | 14.8207 | 15 | 222.3102 | 0.7879
WI | heavy or residual fuel oil | Winter | 0.0047724 | 0.0047724 | 0.0047724 | 0.0047724 | 0.0047724 | 0.0087503 | 0.0091842 | 0.0071952 | 0.0052062 | 0.0052062 | 0.0052062 | 0.0052062 | 0.0052062 | 0.0052062 | 0.0052062 | 0.0065078 | 0.05637 | 0.075757 | 0.072375 | 0.036665 | 0.013341 | 0.0047724 | 0.0047724 | 0.0047724 | 0.36077 | 62 | 22.3676 | 0.075757
WI | heavy or residual fuel oil | Spring | 0.009311 | 0.009311 | 0.009311 | 0.009311 | 0.009311 | 0.009311 | 0.009311 | 0.009311 | 0.009311 | 0.009311 | 0.009311 | 0.0096719 | 0.0096719 | 0.010033 | 0.011297 | 0.011851 | 0.033255 | 0.070585 | 0.06502 | 0.046521 | 0.017354 | 0.009311 | 0.009311 | 0.009311 | 0.41561 | 101 | 41.9768 | 0.070585
WI | heavy or residual fuel oil | Summer | 0.099432 | 0.099432 | 0.099432 | 0.099432 | 0.099432 | 0.099432 | 0.099432 | 0.099432 | 0.099816 | 0.10561 | 0.12573 | 0.15417 | 0.17085 | 0.20107 | 0.2153 | 0.23998 | 0.28036 | 0.30522 | 0.28215 | 0.20369 | 0.16017 | 0.10736 | 0.099432 | 0.099432 | 3.6458 | 50 | 182.291 | 0.30522
WI | heavy or residual fuel oil | Fall | 0.016157 | 0.016157 | 0.016157 | 0.016157 | 0.016157 | 0.016157 | 0.016157 | 0.016157 | 0.016157 | 0.016157 | 0.016701 | 0.017245 | 0.020289 | 0.021669 | 0.0223 | 0.027942 | 0.056499 | 0.059705 | 0.053023 | 0.032794 | 0.01779 | 0.016157 | 0.016157 | 0.016157 | 0.55599 | 118 | 65.6074 | 0.059705
WI | heavy or residual fuel oil | Summer Peak | 0.27863 | 0.27863 | 0.27863 | 0.27863 | 0.27863 | 0.27863 | 0.27863 | 0.27863 | 0.27863 | 0.31183 | 0.52054 | 0.52054 | 0.52352 | 0.55655 | 0.60346 | 0.72872 | 0.72872 | 0.72872 | 0.72186 | 0.52352 | 0.52054 | 0.31183 | 0.27863 | 0.27863 | 10.3652 | 19 | 196.9393 | 0.72872
WI | heavy or residual fuel oil | Winter Peak | 0 | 0 | 0 | 0 | 0 | 0 | 0 | 0 | 0 | 0 | 0 | 0 | 0 | 0 | 0 | 0 | 0 | 0 | 0 | 0 | 0 | 0 | 0 | 0 | 0 | 15 | 0 | 0
WI | hydro | Winter | 0.43317 | 0.43106 | 0.42944 | 0.43469 | 0.45503 | 0.4766 | 0.48111 | 0.48204 | 0.48892 | 0.50241 | 0.52658 | 0.52646 | 0.52605 | 0.53188 | 0.54849 | 0.59612 | 0.64898 | 0.65819 | 0.66628 | 0.66391 | 0.64319 | 0.54128 | 0.45977 | 0.43402 | 12.5857 | 62 | 780.3117 | 0.66628
WI | hydro | Spring | 0.46698 | 0.46596 | 0.46278 | 0.46724 | 0.48742 | 0.5287 | 0.56669 | 0.55249 | 0.53732 | 0.55937 | 0.57355 | 0.57025 | 0.55522 | 0.5455 | 0.55768 | 0.62151 | 0.67936 | 0.68574 | 0.68458 | 0.67552 | 0.6456 | 0.58189 | 0.50821 | 0.47865 | 13.4582 | 101 | 1359.2817 | 0.68574
WI | hydro | Summer | 0.472 | 0.46608 | 0.46478 | 0.46705 | 0.47797 | 0.49409 | 0.49833 | 0.51532 | 0.53867 | 0.54527 | 0.56889 | 0.58424 | 0.59215 | 0.60318 | 0.61316 | 0.6453 | 0.6803 | 0.68689 | 0.69699 | 0.69488 | 0.65783 | 0.58292 | 0.50662 | 0.47306 | 13.526 | 50 | 676.299 | 0.69699
WI | hydro | Fall | 0.45581 | 0.45408 | 0.45408 | 0.45691 | 0.4634 | 0.49167 | 0.50783 | 0.49694 | 0.51012 | 0.53663 | 0.5506 | 0.55969 | 0.56413 | 0.5739 | 0.59193 | 0.63453 | 0.67439 | 0.66888 | 0.67709 | 0.66973 | 0.62811 | 0.55208 | 0.48861 | 0.47418 | 13.1353 | 118 | 1549.9664 | 0.67709
WI | hydro | Summer Peak | 0.52022 | 0.51069 | 0.51069 | 0.51069 | 0.51455 | 0.51766 | 0.52058 | 0.5857 | 0.63059 | 0.64617 | 0.68344 | 0.70441 | 0.73789 | 0.73368 | 0.74091 | 0.75389 | 0.76221 | 0.7565 | 0.7565 | 0.76161 | 0.72523 | 0.65757 | 0.61283 | 0.55872 | 15.4129 | 19 | 292.8456 | 0.76221
WI | hydro | Winter Peak | 0.46412 | 0.44527 | 0.44527 | 0.45558 | 0.47568 | 0.52895 | 0.61099 | 0.57925 | 0.54137 | 0.56514 | 0.56549 | 0.54486 | 0.5059 | 0.48249 | 0.49212 | 0.58563 | 0.6525 | 0.66253 | 0.66508 | 0.65131 | 0.60072 | 0.51191 | 0.46575 | 0.45782 | 12.9557 | 15 | 194.3357 | 0.66508
WI | hydrogen combined cycle | Winter | 0.52715 | 0.52004 | 0.51453 | 0.52059 | 0.53579 | 0.57569 | 0.59334 | 0.59142 | 0.58803 | 0.59427 | 0.59853 | 0.59654 | 0.5932 | 0.58643 | 0.5884 | 0.60148 | 0.61972 | 0.62202 | 0.62081 | 0.61897 | 0.61615 | 0.60437 | 0.57955 | 0.54504 | 13.9521 | 62 | 865.0287 | 0.62202
WI | hydrogen combined cycle | Spring | 0.41709 | 0.40204 | 0.40403 | 0.41647 | 0.45365 | 0.48408 | 0.49382 | 0.50584 | 0.51897 | 0.52928 | 0.53199 | 0.53385 | 0.53196 | 0.52937 | 0.53258 | 0.54766 | 0.57813 | 0.59295 | 0.59257 | 0.59044 | 0.58277 | 0.55291 | 0.50267 | 0.45136 | 12.2765 | 101 | 1239.9226 | 0.59295
WI | hydrogen combined cycle | Summer | 0.46086 | 0.43728 | 0.4246 | 0.43073 | 0.44222 | 0.43967 | 0.4664 | 0.50705 | 0.53879 | 0.58062 | 0.60596 | 0.62472 | 0.63254 | 0.63687 | 0.63996 | 0.64346 | 0.64715 | 0.65007 | 0.64895 | 0.64746 | 0.64113 | 0.61203 | 0.535 | 0.4942 | 13.3877 | 50 | 669.3858 | 0.65007
WI | hydrogen combined cycle | Fall | 0.46268 | 0.44228 | 0.4442 | 0.4643 | 0.51023 | 0.54362 | 0.53759 | 0.55122 | 0.58277 | 0.59607 | 0.6062 | 0.60863 | 0.61118 | 0.61087 | 0.61148 | 0.61948 | 0.62863 | 0.62802 | 0.62843 | 0.62657 | 0.62122 | 0.60586 | 0.55456 | 0.4885 | 13.5846 | 118 | 1602.9814 | 0.62863
WI | hydrogen combined cycle | Summer Peak | 0.63677 | 0.5822 | 0.52668 | 0.52668 | 0.5822 | 0.5822 | 0.63677 | 0.63677 | 0.64931 | 0.67456 | 0.67456 | 0.67456 | 0.67456 | 0.67456 | 0.67456 | 0.67456 | 0.67456 | 0.67456 | 0.67456 | 0.67456 | 0.67456 | 0.67456 | 0.64931 | 0.63677 | 15.4149 | 19 | 292.8831 | 0.67456
WI | hydrogen combined cycle | Winter Peak | 0.52919 | 0.50143 | 0.50143 | 0.50199 | 0.61155 | 0.61155 | 0.61155 | 0.61155 | 0.61155 | 0.61155 | 0.61155 | 0.61155 | 0.61155 | 0.61155 | 0.50143 | 0.61155 | 0.62288 | 0.62406 | 0.61155 | 0.61155 | 0.61155 | 0.59901 | 0.59901 | 0.59901 | 14.1411 | 15 | 212.1159 | 0.62406
WI | hydrogen ct | Winter | 0.0076888 | 0.0076888 | 0.0076888 | 0.0076888 | 0.0076888 | 0.0076888 | 0.0076888 | 0.0076888 | 0.0076888 | 0.0076888 | 0.021211 | 0.021211 | 0.027936 | 0.028199 | 0.029401 | 0.042974 | 0.067705 | 0.10813 | 0.1111 | 0.034865 | 0.021211 | 0.0076888 | 0.0076888 | 0.0076888 | 0.6139 | 62 | 38.0617 | 0.1111
WI | hydrogen ct | Spring | 0.0389 | 0.0389 | 0.0389 | 0.0389 | 0.0389 | 0.0389 | 0.0389 | 0.0389 | 0.0389 | 0.043972 | 0.095236 | 0.14709 | 0.18942 | 0.22092 | 0.24749 | 0.2849 | 0.34121 | 0.39323 | 0.32447 | 0.18254 | 0.087986 | 0.042883 | 0.042883 | 0.042883 | 3.0372 | 101 | 306.7602 | 0.39323
WI | hydrogen ct | Summer | 0.051466 | 0.051466 | 0.051466 | 0.051466 | 0.051466 | 0.051466 | 0.051466 | 0.051466 | 0.051466 | 0.051466 | 0.068308 | 0.10498 | 0.15018 | 0.18197 | 0.19515 | 0.25923 | 0.28428 | 0.29517 | 0.26738 | 0.15748 | 0.088165 | 0.043385 | 0.025623 | 0.025623 | 2.6616 | 50 | 133.0792 | 0.29517
WI | hydrogen ct | Fall | 0.010857 | 0.010857 | 0.010857 | 0.010857 | 0.010857 | 0.010857 | 0.010857 | 0.010857 | 0.010857 | 0.010857 | 0.017962 | 0.021495 | 0.041146 | 0.050027 | 0.059137 | 0.063007 | 0.10997 | 0.15044 | 0.11441 | 0.072356 | 0.041146 | 0.014897 | 0.014897 | 0.014897 | 0.89436 | 118 | 105.5346 | 0.15044
WI | hydrogen ct | Summer Peak | 0.13486 | 0.13486 | 0.13486 | 0.13486 | 0.13486 | 0.13486 | 0.13486 | 0.13486 | 0.13486 | 0.13486 | 0.2581 | 0.35076 | 0.55882 | 0.6727 | 0.86614 | 1 | 1 | 1 | 1 | 0.77622 | 0.29614 | 0.15661 | 0.15661 | 0.15661 | 9.5973 | 19 | 182.3479 | 1
WI | hydrogen ct | Winter Peak | 8.5839e-09 | 8.5839e-09 | 8.5839e-09 | 8.5839e-09 | 8.5839e-09 | 8.5839e-09 | 8.5839e-09 | 8.5839e-09 | 8.5839e-09 | 8.5839e-09 | 8.5839e-09 | 8.5839e-09 | 8.5839e-09 | 8.5839e-09 | 8.5839e-09 | 8.5839e-09 | 8.5839e-09 | 0.055102 | 0.055102 | 8.5839e-09 | 8.5839e-09 | 8.5839e-09 | 8.5839e-09 | 8.5839e-09 | 0.1102 | 15 | 1.6531 | 0.055102
WI | lignite ccs | Winter | 0.8 | 0.8 | 0.8 | 0.8 | 0.8 | 0.8 | 0.8 | 0.8 | 0.8 | 0.8 | 0.8 | 0.8 | 0.8 | 0.8 | 0.8 | 0.8 | 0.8 | 0.8 | 0.8 | 0.8 | 0.8 | 0.8 | 0.8 | 0.8 | 19.2 | 62 | 1190.4 | 0.8
WI | lignite ccs | Spring | 0.8 | 0.8 | 0.8 | 0.8 | 0.8 | 0.8 | 0.8 | 0.8 | 0.8 | 0.8 | 0.8 | 0.8 | 0.8 | 0.8 | 0.8 | 0.8 | 0.8 | 0.8 | 0.8 | 0.8 | 0.8 | 0.8 | 0.8 | 0.8 | 19.2 | 101 | 1939.2 | 0.8
WI | lignite ccs | Summer | 0.8 | 0.8 | 0.8 | 0.8 | 0.8 | 0.8 | 0.8 | 0.8 | 0.8 | 0.8 | 0.8 | 0.8 | 0.8 | 0.8 | 0.8 | 0.8 | 0.8 | 0.8 | 0.8 | 0.8 | 0.8 | 0.8 | 0.8 | 0.8 | 19.2 | 50 | 960 | 0.8
WI | lignite ccs | Fall | 0.8 | 0.8 | 0.8 | 0.8 | 0.8 | 0.8 | 0.8 | 0.8 | 0.8 | 0.8 | 0.8 | 0.8 | 0.8 | 0.8 | 0.8 | 0.8 | 0.8 | 0.8 | 0.8 | 0.8 | 0.8 | 0.8 | 0.8 | 0.8 | 19.2 | 118 | 2265.6 | 0.8
WI | lignite ccs | Summer Peak | 0.8 | 0.8 | 0.8 | 0.8 | 0.8 | 0.8 | 0.8 | 0.8 | 0.8 | 0.8 | 0.8 | 0.8 | 0.8 | 0.8 | 0.8 | 0.8 | 0.8 | 0.8 | 0.8 | 0.8 | 0.8 | 0.8 | 0.8 | 0.8 | 19.2 | 19 | 364.8 | 0.8
WI | lignite ccs | Winter Peak | 0.8 | 0.8 | 0.8 | 0.8 | 0.8 | 0.8 | 0.8 | 0.8 | 0.8 | 0.8 | 0.8 | 0.8 | 0.8 | 0.8 | 0.8 | 0.8 | 0.8 | 0.8 | 0.8 | 0.8 | 0.8 | 0.8 | 0.8 | 0.8 | 19.2 | 15 | 288 | 0.8
WI | lignite | Winter | 0.638 | 0.638 | 0.638 | 0.638 | 0.638 | 0.638 | 0.638 | 0.638 | 0.638 | 0.638 | 0.638 | 0.638 | 0.638 | 0.638 | 0.638 | 0.638 | 0.638 | 0.638 | 0.638 | 0.638 | 0.638 | 0.638 | 0.638 | 0.638 | 15.312 | 62 | 949.344 | 0.638
WI | lignite | Spring | 0.638 | 0.638 | 0.638 | 0.638 | 0.638 | 0.638 | 0.638 | 0.638 | 0.638 | 0.638 | 0.638 | 0.638 | 0.638 | 0.638 | 0.638 | 0.638 | 0.638 | 0.638 | 0.638 | 0.638 | 0.638 | 0.638 | 0.638 | 0.638 | 15.312 | 101 | 1546.512 | 0.638
WI | lignite | Summer | 0.638 | 0.638 | 0.638 | 0.638 | 0.638 | 0.638 | 0.638 | 0.638 | 0.638 | 0.638 | 0.638 | 0.638 | 0.638 | 0.638 | 0.638 | 0.638 | 0.638 | 0.638 | 0.638 | 0.638 | 0.638 | 0.638 | 0.638 | 0.638 | 15.312 | 50 | 765.6 | 0.638
WI | lignite | Fall | 0.638 | 0.638 | 0.638 | 0.638 | 0.638 | 0.638 | 0.638 | 0.638 | 0.638 | 0.638 | 0.638 | 0.638 | 0.638 | 0.638 | 0.638 | 0.638 | 0.638 | 0.638 | 0.638 | 0.638 | 0.638 | 0.638 | 0.638 | 0.638 | 15.312 | 118 | 1806.816 | 0.638
WI | lignite | Summer Peak | 0.638 | 0.638 | 0.638 | 0.638 | 0.638 | 0.638 | 0.638 | 0.638 | 0.638 | 0.638 | 0.638 | 0.638 | 0.638 | 0.638 | 0.638 | 0.638 | 0.638 | 0.638 | 0.638 | 0.638 | 0.638 | 0.638 | 0.638 | 0.638 | 15.312 | 19 | 290.928 | 0.638
WI | lignite | Winter Peak | 0.638 | 0.638 | 0.638 | 0.638 | 0.638 | 0.638 | 0.638 | 0.638 | 0.638 | 0.638 | 0.638 | 0.638 | 0.638 | 0.638 | 0.638 | 0.638 | 0.638 | 0.638 | 0.638 | 0.638 | 0.638 | 0.638 | 0.638 | 0.638 | 15.312 | 15 | 229.68 | 0.638
WI | municipal solid waste | Winter | 0.73412 | 0.73402 | 0.73328 | 0.73328 | 0.73328 | 0.73338 | 0.73389 | 0.73389 | 0.73389 | 0.73379 | 0.73463 | 0.73463 | 0.73463 | 0.73463 | 0.73463 | 0.73463 | 0.73473 | 0.73473 | 0.73473 | 0.73473 | 0.73463 | 0.73463 | 0.73463 | 0.73412 | 17.6215 | 62 | 1092.5326 | 0.73473
WI | municipal solid waste | Spring | 0.73234 | 0.73114 | 0.73114 | 0.72982 | 0.72995 | 0.73007 | 0.73133 | 0.73221 | 0.73341 | 0.73341 | 0.73473 | 0.73473 | 0.73473 | 0.73473 | 0.73473 | 0.73473 | 0.73473 | 0.73473 | 0.73473 | 0.73473 | 0.7346 | 0.7346 | 0.73424 | 0.73297 | 17.5985 | 101 | 1777.4486 | 0.73473
WI | municipal solid waste | Summer | 0.7346 | 0.73419 | 0.73419 | 0.73419 | 0.73419 | 0.73419 | 0.73431 | 0.73431 | 0.73473 | 0.73473 | 0.73473 | 0.73473 | 0.73473 | 0.73473 | 0.73473 | 0.73473 | 0.73473 | 0.73473 | 0.73473 | 0.73473 | 0.73473 | 0.73473 | 0.73473 | 0.7346 | 17.6296 | 50 | 881.4821 | 0.73473
WI | municipal solid waste | Fall | 0.73454 | 0.73454 | 0.73454 | 0.73454 | 0.73454 | 0.73454 | 0.73473 | 0.73473 | 0.73473 | 0.73473 | 0.73473 | 0.73473 | 0.73473 | 0.73473 | 0.73473 | 0.73473 | 0.73473 | 0.73473 | 0.73473 | 0.73473 | 0.73473 | 0.73473 | 0.73473 | 0.73454 | 17.6321 | 118 | 2080.5922 | 0.73473
WI | municipal solid waste | Summer Peak | 0.73473 | 0.73473 | 0.73473 | 0.73473 | 0.73473 | 0.73473 | 0.73473 | 0.73473 | 0.73473 | 0.73473 | 0.73473 | 0.73473 | 0.73473 | 0.73473 | 0.73473 | 0.73473 | 0.73473 | 0.73473 | 0.73473 | 0.73473 | 0.73473 | 0.73473 | 0.73473 | 0.73473 | 17.6334 | 19 | 335.0351 | 0.73473
WI | municipal solid waste | Winter Peak | 0.73473 | 0.73473 | 0.73473 | 0.73473 | 0.73473 | 0.73473 | 0.73473 | 0.73473 | 0.73473 | 0.73473 | 0.73473 | 0.73473 | 0.73473 | 0.73473 | 0.73473 | 0.73473 | 0.73473 | 0.73473 | 0.73473 | 0.73473 | 0.73473 | 0.73473 | 0.73473 | 0.73473 | 17.6334 | 15 | 264.5014 | 0.73473
WI | natural gas peaker | Winter | 0.0076888 | 0.0076888 | 0.0076888 | 0.0076888 | 0.0076888 | 0.0076888 | 0.0076888 | 0.0076888 | 0.0076888 | 0.0076888 | 0.021211 | 0.021211 | 0.027936 | 0.028199 | 0.029401 | 0.042974 | 0.067705 | 0.10813 | 0.1111 | 0.034865 | 0.021211 | 0.0076888 | 0.0076888 | 0.0076888 | 0.6139 | 62 | 38.0617 | 0.1111
WI | natural gas peaker | Spring | 0.0389 | 0.0389 | 0.0389 | 0.0389 | 0.0389 | 0.0389 | 0.0389 | 0.0389 | 0.0389 | 0.043972 | 0.095236 | 0.14709 | 0.18942 | 0.22092 | 0.24749 | 0.2849 | 0.34121 | 0.39323 | 0.32447 | 0.18254 | 0.087986 | 0.042883 | 0.042883 | 0.042883 | 3.0372 | 101 | 306.7602 | 0.39323
WI | natural gas peaker | Summer | 0.051466 | 0.051466 | 0.051466 | 0.051466 | 0.051466 | 0.051466 | 0.051466 | 0.051466 | 0.051466 | 0.051466 | 0.068308 | 0.10498 | 0.15018 | 0.18197 | 0.19515 | 0.25923 | 0.28428 | 0.29517 | 0.26738 | 0.15748 | 0.088165 | 0.043385 | 0.025623 | 0.025623 | 2.6616 | 50 | 133.0792 | 0.29517
WI | natural gas peaker | Fall | 0.010857 | 0.010857 | 0.010857 | 0.010857 | 0.010857 | 0.010857 | 0.010857 | 0.010857 | 0.010857 | 0.010857 | 0.017962 | 0.021495 | 0.041146 | 0.050027 | 0.059137 | 0.063007 | 0.10997 | 0.15044 | 0.11441 | 0.072356 | 0.041146 | 0.014897 | 0.014897 | 0.014897 | 0.89436 | 118 | 105.5346 | 0.15044
WI | natural gas peaker | Summer Peak | 0.13486 | 0.13486 | 0.13486 | 0.13486 | 0.13486 | 0.13486 | 0.13486 | 0.13486 | 0.13486 | 0.13486 | 0.2581 | 0.35076 | 0.55882 | 0.6727 | 0.86614 | 1 | 1 | 1 | 1 | 0.77622 | 0.29614 | 0.15661 | 0.15661 | 0.15661 | 9.5973 | 19 | 182.3479 | 1
WI | natural gas peaker | Winter Peak | 8.5839e-09 | 8.5839e-09 | 8.5839e-09 | 8.5839e-09 | 8.5839e-09 | 8.5839e-09 | 8.5839e-09 | 8.5839e-09 | 8.5839e-09 | 8.5839e-09 | 8.5839e-09 | 8.5839e-09 | 8.5839e-09 | 8.5839e-09 | 8.5839e-09 | 8.5839e-09 | 8.5839e-09 | 0.055102 | 0.055102 | 8.5839e-09 | 8.5839e-09 | 8.5839e-09 | 8.5839e-09 | 8.5839e-09 | 0.1102 | 15 | 1.6531 | 0.055102
WI | nuclear | Winter | 0.97717 | 0.97717 | 0.97717 | 0.97717 | 0.97717 | 0.97717 | 0.97717 | 0.97717 | 0.97717 | 0.97717 | 0.97717 | 0.97717 | 0.97717 | 0.97717 | 0.97717 | 0.97717 | 0.97717 | 0.97717 | 0.97717 | 0.97717 | 0.97717 | 0.97717 | 0.97717 | 0.97717 | 23.452 | 62 | 1454.0256 | 0.97717
WI | nuclear | Spring | 0.97427 | 0.97717 | 0.97717 | 0.97717 | 0.97717 | 0.97717 | 0.97717 | 0.97717 | 0.97717 | 0.97717 | 0.97717 | 0.97717 | 0.97717 | 0.97717 | 0.97717 | 0.97717 | 0.97717 | 0.97717 | 0.97717 | 0.97717 | 0.97717 | 0.97717 | 0.97717 | 0.97717 | 23.4491 | 101 | 2368.3614 | 0.97717
WI | nuclear | Summer | 0.97717 | 0.97717 | 0.97717 | 0.97717 | 0.97717 | 0.96544 | 0.9713 | 0.97717 | 0.97717 | 0.97717 | 0.97717 | 0.97717 | 0.97717 | 0.97717 | 0.97717 | 0.97717 | 0.97717 | 0.97717 | 0.97717 | 0.97717 | 0.97717 | 0.97717 | 0.97717 | 0.97717 | 23.4344 | 50 | 1171.7218 | 0.97717
WI | nuclear | Fall | 0.97717 | 0.97717 | 0.97717 | 0.97717 | 0.97717 | 0.96971 | 0.97468 | 0.97717 | 0.97717 | 0.97717 | 0.97717 | 0.97717 | 0.97717 | 0.97717 | 0.97717 | 0.97717 | 0.97717 | 0.97717 | 0.97717 | 0.97717 | 0.97717 | 0.97717 | 0.97717 | 0.97717 | 23.4421 | 118 | 2766.1663 | 0.97717
WI | nuclear | Summer Peak | 0.97717 | 0.97717 | 0.97717 | 0.97717 | 0.97717 | 0.97717 | 0.97717 | 0.97717 | 0.97717 | 0.97717 | 0.97717 | 0.97717 | 0.97717 | 0.97717 | 0.97717 | 0.97717 | 0.97717 | 0.97717 | 0.97717 | 0.97717 | 0.97717 | 0.97717 | 0.97717 | 0.97717 | 23.452 | 19 | 445.5885 | 0.97717
WI | nuclear | Winter Peak | 0.97717 | 0.97717 | 0.97717 | 0.97717 | 0.97717 | 0.97717 | 0.97717 | 0.97717 | 0.97717 | 0.97717 | 0.97717 | 0.97717 | 0.97717 | 0.97717 | 0.97717 | 0.97717 | 0.97717 | 0.97717 | 0.97717 | 0.97717 | 0.97717 | 0.97717 | 0.97717 | 0.97717 | 23.452 | 15 | 351.7804 | 0.97717
WI | offshore wind | Winter | 0.46667 | 0.46161 | 0.45801 | 0.45565 | 0.4564 | 0.45839 | 0.46571 | 0.47027 | 0.47106 | 0.45507 | 0.43437 | 0.41578 | 0.40323 | 0.40079 | 0.40248 | 0.41035 | 0.42969 | 0.45184 | 0.46075 | 0.46762 | 0.46754 | 0.46588 | 0.46244 | 0.45371 | 10.7453 | 62 | 666.2086 | 0.47106
WI | offshore wind | Spring | 0.44472 | 0.43504 | 0.43018 | 0.42314 | 0.4119 | 0.39669 | 0.38665 | 0.37127 | 0.3456 | 0.32681 | 0.31325 | 0.30347 | 0.30782 | 0.31905 | 0.3249 | 0.33608 | 0.35787 | 0.38535 | 0.40885 | 0.43556 | 0.4543 | 0.45487 | 0.45932 | 0.45564 | 9.2883 | 101 | 938.1185 | 0.45932
WI | offshore wind | Summer | 0.29283 | 0.29453 | 0.29765 | 0.29037 | 0.27953 | 0.27214 | 0.25512 | 0.2341 | 0.2144 | 0.19469 | 0.18714 | 0.18703 | 0.17794 | 0.17592 | 0.18227 | 0.19535 | 0.21626 | 0.22967 | 0.2428 | 0.26749 | 0.26492 | 0.26284 | 0.26732 | 0.27685 | 5.7591 | 50 | 287.9557 | 0.29765
WI | offshore wind | Fall | 0.39945 | 0.40031 | 0.39867 | 0.39313 | 0.39477 | 0.39571 | 0.40203 | 0.40656 | 0.40312 | 0.39165 | 0.37299 | 0.36042 | 0.35176 | 0.34653 | 0.3498 | 0.3612 | 0.374 | 0.39329 | 0.40898 | 0.43052 | 0.45652 | 0.45589 | 0.44863 | 0.43021 | 9.5262 | 118 | 1124.0859 | 0.45652
WI | offshore wind | Summer Peak | 0.2181 | 0.23429 | 0.26762 | 0.3019 | 0.33619 | 0.26476 | 0.24286 | 0.2219 | 0.20286 | 0.19333 | 0.19333 | 0.18952 | 0.20571 | 0.20095 | 0.19238 | 0.19619 | 0.21048 | 0.21905 | 0.22667 | 0.22667 | 0.22476 | 0.24952 | 0.26857 | 0.25619 | 5.5438 | 19 | 105.3324 | 0.33619
WI | offshore wind | Winter Peak | 0.42571 | 0.45238 | 0.49619 | 0.51714 | 0.51238 | 0.5381 | 0.55619 | 0.58571 | 0.5981 | 0.59333 | 0.5819 | 0.58571 | 0.60571 | 0.63143 | 0.65619 | 0.67905 | 0.71333 | 0.74952 | 0.77524 | 0.78571 | 0.77143 | 0.76667 | 0.7419 | 0.6581 | 14.9771 | 15 | 224.6571 | 0.78571
WI | onshore wind | Winter | 0.36957 | 0.3639 | 0.35789 | 0.35405 | 0.35123 | 0.33373 | 0.28221 | 0.23037 | 0.21519 | 0.22649 | 0.23742 | 0.2439 | 0.24766 | 0.2478 | 0.25366 | 0.24609 | 0.23988 | 0.2564 | 0.29064 | 0.31158 | 0.3269 | 0.33674 | 0.34504 | 0.35257 | 7.0209 | 62 | 435.2962 | 0.36957
WI | onshore wind | Spring | 0.31892 | 0.31409 | 0.30867 | 0.29825 | 0.29171 | 0.28424 | 0.26994 | 0.25162 | 0.20856 | 0.17307 | 0.15859 | 0.16025 | 0.17098 | 0.18489 | 0.20113 | 0.23211 | 0.273 | 0.30235 | 0.3315 | 0.34799 | 0.34469 | 0.34478 | 0.34054 | 0.33499 | 6.4469 | 101 | 651.132 | 0.34799
WI | onshore wind | Summer | 0.35719 | 0.35146 | 0.34323 | 0.34041 | 0.33376 | 0.29278 | 0.20117 | 0.13278 | 0.12358 | 0.13372 | 0.14039 | 0.14319 | 0.14923 | 0.15493 | 0.15699 | 0.1611 | 0.17301 | 0.20893 | 0.28124 | 0.31775 | 0.32524 | 0.33675 | 0.33897 | 0.33002 | 5.8278 | 50 | 291.3919 | 0.35719
WI | onshore wind | Fall | 0.36128 | 0.35905 | 0.35532 | 0.34561 | 0.34285 | 0.32247 | 0.28177 | 0.24405 | 0.21933 | 0.21169 | 0.21453 | 0.2251 | 0.23636 | 0.24968 | 0.25942 | 0.27605 | 0.29442 | 0.32217 | 0.3534 | 0.37856 | 0.3936 | 0.38729 | 0.37887 | 0.37435 | 7.3872 | 118 | 871.6909 | 0.3936
WI | onshore wind | Summer Peak | 0.1803 | 0.17538 | 0.17313 | 0.17016 | 0.16454 | 0.12588 | 0.061075 | 0.045867 | 0.050308 | 0.052279 | 0.055001 | 0.059218 | 0.059874 | 0.064022 | 0.068307 | 0.074096 | 0.079074 | 0.08643 | 0.14261 | 0.17413 | 0.18299 | 0.16357 | 0.16401 | 0.16864 | 2.7409 | 19 | 52.0767 | 0.18299
WI | onshore wind | Winter Peak | 0.30985 | 0.294 | 0.2755 | 0.26252 | 0.25143 | 0.24872 | 0.24854 | 0.23642 | 0.20535 | 0.168 | 0.15474 | 0.15926 | 0.17169 | 0.1875 | 0.22112 | 0.26343 | 0.30247 | 0.331 | 0.35614 | 0.36314 | 0.36823 | 0.36997 | 0.36148 | 0.34954 | 6.46 | 15 | 96.9003 | 0.36997
WI | petroleum | Winter | 0.0076888 | 0.0076888 | 0.0076888 | 0.0076888 | 0.0076888 | 0.0076888 | 0.0076888 | 0.0076888 | 0.0076888 | 0.0076888 | 0.021211 | 0.021211 | 0.027936 | 0.028199 | 0.029401 | 0.042974 | 0.067705 | 0.10813 | 0.1111 | 0.034865 | 0.021211 | 0.0076888 | 0.0076888 | 0.0076888 | 0.6139 | 62 | 38.0617 | 0.1111
WI | petroleum | Spring | 0.0389 | 0.0389 | 0.0389 | 0.0389 | 0.0389 | 0.0389 | 0.0389 | 0.0389 | 0.0389 | 0.043972 | 0.095236 | 0.14709 | 0.18942 | 0.22092 | 0.24749 | 0.2849 | 0.34121 | 0.39323 | 0.32447 | 0.18254 | 0.087986 | 0.042883 | 0.042883 | 0.042883 | 3.0372 | 101 | 306.7602 | 0.39323
WI | petroleum | Summer | 0.051466 | 0.051466 | 0.051466 | 0.051466 | 0.051466 | 0.051466 | 0.051466 | 0.051466 | 0.051466 | 0.051466 | 0.068308 | 0.10498 | 0.15018 | 0.18197 | 0.19515 | 0.25923 | 0.28428 | 0.29517 | 0.26738 | 0.15748 | 0.088165 | 0.043385 | 0.025623 | 0.025623 | 2.6616 | 50 | 133.0792 | 0.29517
WI | petroleum | Fall | 0.010857 | 0.010857 | 0.010857 | 0.010857 | 0.010857 | 0.010857 | 0.010857 | 0.010857 | 0.010857 | 0.010857 | 0.017962 | 0.021495 | 0.041146 | 0.050027 | 0.059137 | 0.063007 | 0.10997 | 0.15044 | 0.11441 | 0.072356 | 0.041146 | 0.014897 | 0.014897 | 0.014897 | 0.89436 | 118 | 105.5346 | 0.15044
WI | petroleum | Summer Peak | 0.13486 | 0.13486 | 0.13486 | 0.13486 | 0.13486 | 0.13486 | 0.13486 | 0.13486 | 0.13486 | 0.13486 | 0.2581 | 0.35076 | 0.55882 | 0.6727 | 0.86614 | 1 | 1 | 1 | 1 | 0.77622 | 0.29614 | 0.15661 | 0.15661 | 0.15661 | 9.5973 | 19 | 182.3479 | 1
WI | petroleum | Winter Peak | 8.5839e-09 | 8.5839e-09 | 8.5839e-09 | 8.5839e-09 | 8.5839e-09 | 8.5839e-09 | 8.5839e-09 | 8.5839e-09 | 8.5839e-09 | 8.5839e-09 | 8.5839e-09 | 8.5839e-09 | 8.5839e-09 | 8.5839e-09 | 8.5839e-09 | 8.5839e-09 | 8.5839e-09 | 0.055102 | 0.055102 | 8.5839e-09 | 8.5839e-09 | 8.5839e-09 | 8.5839e-09 | 8.5839e-09 | 0.1102 | 15 | 1.6531 | 0.055102
WI | pumped hydro | Winter | 0.050786 | 0.031782 | 0.011015 | 0.0036035 | 0.0015851 | 0.005556 | 0.040084 | 0.033931 | 0.015151 | 0.0089085 | 0.0017651 | 0.0025064 | 0.0017282 | 0.0011129 | 0.0006206 | 0.00067935 | 0.0057153 | 0.12696 | 0.27549 | 0.26941 | 0.19322 | 0.12361 | 0.087958 | 0.059443 | 1.3526 | 62 | 83.8626 | 0.27549
WI | pumped hydro | Spring | 0.13406 | 0.089046 | 0.043601 | 0.027674 | 0.022308 | 0.021574 | 0.03002 | 0.021769 | 0.01624 | 0.0019417 | 0.0019339 | 0.0016268 | 0.0017358 | 0.0033852 | 0.0067275 | 0.010701 | 0.041979 | 0.14699 | 0.34078 | 0.37694 | 0.3594 | 0.20445 | 0.15713 | 0.1425 | 2.2045 | 101 | 222.6554 | 0.37694
WI | pumped hydro | Summer | 0.088023 | 0.039339 | 0.016514 | 0.0093124 | 0.0054294 | 0.0038308 | 0.0031176 | 0.0012654 | 0.00015248 | 2.3472e-05 | 0.00083549 | 0.022595 | 0.10315 | 0.18902 | 0.2678 | 0.35551 | 0.45477 | 0.53128 | 0.58425 | 0.58312 | 0.54844 | 0.32976 | 0.16117 | 0.12689 | 4.4256 | 50 | 221.2801 | 0.58425
WI | pumped hydro | Fall | 0.087977 | 0.062359 | 0.024155 | 0.0062008 | 0.0025893 | 0.0017164 | 0.0023704 | 0.0063496 | 0.0078345 | 0.00033795 | 0.00071655 | 0.00089718 | 0.0046131 | 0.012083 | 0.021131 | 0.03584 | 0.098139 | 0.31041 | 0.39754 | 0.41951 | 0.24537 | 0.15513 | 0.1382 | 0.11573 | 2.1572 | 118 | 254.5499 | 0.41951
WI | pumped hydro | Summer Peak | 0.13154 | 0.040447 | 0 | 0 | 0 | 0 | 0 | 0 | 0 | 0.00043189 | 0.0018473 | 0.083516 | 0.34412 | 0.45311 | 0.54917 | 0.60615 | 0.63472 | 0.64234 | 0.639 | 0.63262 | 0.72697 | 0.67088 | 0.19429 | 0.14993 | 6.5011 | 19 | 123.5204 | 0.72697
WI | pumped hydro | Winter Peak | 0.0047638 | 0.0026573 | 0.0018473 | 0.0018473 | 0 | 0.094888 | 0.19155 | 0.14615 | 0.0043146 | 0.012964 | 0.003345 | 0.0052486 | 0.0036945 | 0 | 0 | 0 | 0.0048896 | 0.20752 | 0.3746 | 0.38504 | 0.33367 | 0.19894 | 0.069298 | 0.020111 | 2.0674 | 15 | 31.0103 | 0.38504
WI | smr | Winter | 0.95426 | 0.95426 | 0.95426 | 0.95426 | 0.95426 | 0.95426 | 0.95426 | 0.95426 | 0.95426 | 0.95426 | 0.95426 | 0.95426 | 0.95426 | 0.95426 | 0.95426 | 0.95426 | 0.95426 | 0.95426 | 0.95426 | 0.95426 | 0.95426 | 0.95426 | 0.95426 | 0.95426 | 22.9023 | 62 | 1419.9434 | 0.95426
WI | smr | Spring | 0.95426 | 0.95426 | 0.95426 | 0.95426 | 0.95426 | 0.95426 | 0.95426 | 0.95426 | 0.95426 | 0.95426 | 0.95426 | 0.95426 | 0.95426 | 0.95426 | 0.95426 | 0.95426 | 0.95426 | 0.95426 | 0.95426 | 0.95426 | 0.95426 | 0.95426 | 0.95426 | 0.95426 | 22.9023 | 101 | 2313.1336 | 0.95426
WI | smr | Summer | 0.95426 | 0.95426 | 0.95426 | 0.95426 | 0.95426 | 0.95426 | 0.95426 | 0.95426 | 0.95426 | 0.95426 | 0.95426 | 0.95426 | 0.95426 | 0.95426 | 0.95426 | 0.95426 | 0.95426 | 0.95426 | 0.95426 | 0.95426 | 0.95426 | 0.95426 | 0.95426 | 0.95426 | 22.9023 | 50 | 1145.1157 | 0.95426
WI | smr | Fall | 0.95426 | 0.95426 | 0.95426 | 0.95426 | 0.95426 | 0.95426 | 0.95426 | 0.95426 | 0.95426 | 0.95426 | 0.95426 | 0.95426 | 0.95426 | 0.95426 | 0.95426 | 0.95426 | 0.95426 | 0.95426 | 0.95426 | 0.95426 | 0.95426 | 0.95426 | 0.95426 | 0.95426 | 22.9023 | 118 | 2702.473 | 0.95426
WI | smr | Summer Peak | 0.95426 | 0.95426 | 0.95426 | 0.95426 | 0.95426 | 0.95426 | 0.95426 | 0.95426 | 0.95426 | 0.95426 | 0.95426 | 0.95426 | 0.95426 | 0.95426 | 0.95426 | 0.95426 | 0.95426 | 0.95426 | 0.95426 | 0.95426 | 0.95426 | 0.95426 | 0.95426 | 0.95426 | 22.9023 | 19 | 435.144 | 0.95426
WI | smr | Winter Peak | 0.95426 | 0.95426 | 0.95426 | 0.95426 | 0.95426 | 0.95426 | 0.95426 | 0.95426 | 0.95426 | 0.95426 | 0.95426 | 0.95426 | 0.95426 | 0.95426 | 0.95426 | 0.95426 | 0.95426 | 0.95426 | 0.95426 | 0.95426 | 0.95426 | 0.95426 | 0.95426 | 0.95426 | 22.9023 | 15 | 343.5347 | 0.95426
WI | solar pv dist | Winter | 0 | 0 | 0 | 1.1654e-05 | 0.0040905 | 0.019299 | 0.29973 | 0.43952 | 0.49357 | 0.48649 | 0.46353 | 0.46144 | 0.46786 | 0.58745 | 0.57376 | 0.44304 | 0.22478 | 0.10121 | 0.0046849 | 0 | 0 | 0 | 0 | 0 | 5.0705 | 62 | 314.3685 | 0.58745
WI | solar pv dist | Spring | 0 | 0 | 0 | 0 | 0.0015452 | 0.0057374 | 0.088622 | 0.19454 | 0.28056 | 0.29156 | 0.28768 | 0.29184 | 0.29932 | 0.40284 | 0.33481 | 0.1847 | 0.077362 | 0.030869 | 0.0037272 | 0 | 0 | 0 | 0 | 0 | 2.7757 | 101 | 280.3468 | 0.40284
WI | solar pv dist | Summer | 0 | 0 | 0 | 2.8902e-05 | 0.0082659 | 0.03078 | 0.36444 | 0.47332 | 0.49613 | 0.48338 | 0.47176 | 0.46712 | 0.46802 | 0.52965 | 0.49374 | 0.39705 | 0.24864 | 0.1276 | 0.011749 | 0 | 0 | 0 | 0 | 0 | 5.0717 | 50 | 253.5845 | 0.52965
WI | solar pv dist | Fall | 0 | 0 | 0 | 5.5109e-05 | 0.0043781 | 0.014794 | 0.18539 | 0.27641 | 0.32402 | 0.34013 | 0.33985 | 0.34056 | 0.33131 | 0.38561 | 0.33169 | 0.23681 | 0.1399 | 0.075971 | 0.0082848 | 0 | 0 | 0 | 0 | 0 | 3.3352 | 118 | 393.5484 | 0.38561
WI | solar pv dist | Summer Peak | 0 | 0 | 0 | 0.00011409 | 0.015516 | 0.054989 | 0.47102 | 0.53198 | 0.54799 | 0.53487 | 0.51822 | 0.5135 | 0.50989 | 0.55442 | 0.54936 | 0.50726 | 0.40607 | 0.21783 | 0.032172 | 0 | 0 | 0 | 0 | 0 | 5.9652 | 19 | 113.3389 | 0.55442
WI | solar pv dist | Winter Peak | 0 | 0 | 0 | 0 | 0 | 0 | 0.0015414 | 0.072929 | 0.17071 | 0.20039 | 0.19952 | 0.20482 | 0.21325 | 0.33141 | 0.2447 | 0.079624 | 0.0018304 | 0 | 0 | 0 | 0 | 0 | 0 | 0 | 1.7207 | 15 | 25.8107 | 0.33141
WI | solar pv | Winter | 0 | 0 | 0 | 1.231e-06 | 0.010648 | 0.096207 | 0.29061 | 0.46602 | 0.53435 | 0.52713 | 0.5092 | 0.49626 | 0.51234 | 0.53367 | 0.5448 | 0.47014 | 0.27358 | 0.079592 | 0.0035657 | 0 | 0 | 0 | 0 | 0 | 5.3481 | 62 | 331.5823 | 0.5448
WI | solar pv | Spring | 0 | 0 | 0 | 2.5188e-07 | 0.0034256 | 0.029229 | 0.074742 | 0.18105 | 0.295 | 0.31572 | 0.31212 | 0.30728 | 0.31596 | 0.3163 | 0.29136 | 0.18414 | 0.090993 | 0.03823 | 0.0063961 | 0 | 0 | 0 | 0 | 0 | 2.7619 | 101 | 278.9565 | 0.3163
WI | solar pv | Summer | 0 | 0 | 0 | 8.6497e-06 | 0.023411 | 0.1642 | 0.37044 | 0.52206 | 0.5668 | 0.55848 | 0.54017 | 0.5269 | 0.53199 | 0.53713 | 0.51648 | 0.44065 | 0.30797 | 0.13154 | 0.015546 | 0 | 0 | 0 | 0 | 0 | 5.7538 | 50 | 287.6881 | 0.5668
WI | solar pv | Fall | 0 | 0 | 0 | 9.055e-06 | 0.015229 | 0.072467 | 0.16886 | 0.27556 | 0.34083 | 0.3623 | 0.36584 | 0.36332 | 0.36447 | 0.35455 | 0.32166 | 0.25046 | 0.16388 | 0.074119 | 0.012097 | 0 | 0 | 0 | 0 | 0 | 3.5056 | 118 | 413.6666 | 0.36584
WI | solar pv | Summer Peak | 0 | 0 | 0 | 1.6068e-05 | 0.044002 | 0.28319 | 0.52422 | 0.60941 | 0.64066 | 0.62882 | 0.60508 | 0.59671 | 0.59664 | 0.59251 | 0.58512 | 0.55534 | 0.48028 | 0.26892 | 0.047489 | 0 | 0 | 0 | 0 | 0 | 7.0584 | 19 | 134.1098 | 0.64066
WI | solar pv | Winter Peak | 0 | 0 | 0 | 0 | 0 | 0 | 3.2224e-05 | 0.03557 | 0.15749 | 0.19687 | 0.20091 | 0.20334 | 0.21248 | 0.22426 | 0.18345 | 0.062066 | 0.0017062 | 0 | 0 | 0 | 0 | 0 | 0 | 0 | 1.4782 | 15 | 22.1727 | 0.22426
WI | solar thermal | Winter | 0 | 0 | 0 | 0 | 0 | 0 | 0 | 0 | 0 | 0.08597 | 0.37963 | 0.49887 | 0.49723 | 0.48344 | 0.47116 | 0.48279 | 0.49202 | 0.44649 | 0.21282 | 0.015243 | 0 | 0 | 0 | 0 | 4.0657 | 62 | 252.0713 | 0.49887
WI | solar thermal | Spring | 0 | 0 | 0 | 0 | 0 | 0 | 0 | 0.0076376 | 0.18687 | 0.48014 | 0.63047 | 0.67382 | 0.67706 | 0.67418 | 0.66674 | 0.6665 | 0.66683 | 0.64842 | 0.56803 | 0.30656 | 0.039289 | 0 | 0 | 0 | 6.8926 | 101 | 696.1489 | 0.67706
WI | solar thermal | Summer | 0 | 0 | 0 | 0 | 0 | 0 | 0 | 0.024165 | 0.27576 | 0.51489 | 0.59949 | 0.63012 | 0.63917 | 0.63842 | 0.63267 | 0.62353 | 0.61338 | 0.59439 | 0.54207 | 0.40006 | 0.11962 | 2.6056e-06 | 0 | 0 | 6.8477 | 50 | 342.3862 | 0.63917
WI | solar thermal | Fall | 0 | 0 | 0 | 0 | 0 | 0 | 0 | 0 | 0.054994 | 0.36422 | 0.55217 | 0.58569 | 0.57826 | 0.56812 | 0.56341 | 0.56827 | 0.56955 | 0.52878 | 0.35579 | 0.077412 | 3.2207e-05 | 0 | 0 | 0 | 5.3667 | 118 | 633.27 | 0.58569
WI | solar thermal | Summer Peak | 0 | 0 | 0 | 0 | 0 | 0 | 0 | 0.027732 | 0.38084 | 0.62249 | 0.69231 | 0.71807 | 0.7248 | 0.72465 | 0.72329 | 0.72571 | 0.72389 | 0.71218 | 0.67311 | 0.55977 | 0.22117 | 0 | 0 | 0 | 8.23 | 19 | 156.3703 | 0.72571
WI | solar thermal | Winter Peak | 0 | 0 | 0 | 0 | 0 | 0 | 0 | 0 | 0 | 0.0026447 | 0.27588 | 0.35613 | 0.39021 | 0.41121 | 0.42512 | 0.48557 | 0.52766 | 0.49305 | 0.19344 | 0 | 0 | 0 | 0 | 0 | 3.5609 | 15 | 53.4136 | 0.52766
WI | natural gas steam turbine | Winter | 0.311 | 0.311 | 0.311 | 0.311 | 0.311 | 0.311 | 0.311 | 0.311 | 0.311 | 0.311 | 0.311 | 0.311 | 0.311 | 0.311 | 0.311 | 0.311 | 0.311 | 0.311 | 0.311 | 0.311 | 0.311 | 0.311 | 0.311 | 0.311 | 7.464 | 62 | 462.768 | 0.311
WI | natural gas steam turbine | Spring | 0.311 | 0.311 | 0.311 | 0.311 | 0.311 | 0.311 | 0.311 | 0.311 | 0.311 | 0.311 | 0.311 | 0.311 | 0.311 | 0.311 | 0.311 | 0.311 | 0.311 | 0.311 | 0.311 | 0.311 | 0.311 | 0.311 | 0.311 | 0.311 | 7.464 | 101 | 753.864 | 0.311
WI | natural gas steam turbine | Summer | 0.311 | 0.311 | 0.311 | 0.311 | 0.311 | 0.311 | 0.311 | 0.311 | 0.311 | 0.311 | 0.311 | 0.311 | 0.311 | 0.311 | 0.311 | 0.311 | 0.311 | 0.311 | 0.311 | 0.311 | 0.311 | 0.311 | 0.311 | 0.311 | 7.464 | 50 | 373.2 | 0.311
WI | natural gas steam turbine | Fall | 0.311 | 0.311 | 0.311 | 0.311 | 0.311 | 0.311 | 0.311 | 0.311 | 0.311 | 0.311 | 0.311 | 0.311 | 0.311 | 0.311 | 0.311 | 0.311 | 0.311 | 0.311 | 0.311 | 0.311 | 0.311 | 0.311 | 0.311 | 0.311 | 7.464 | 118 | 880.752 | 0.311
WI | natural gas steam turbine | Summer Peak | 0.311 | 0.311 | 0.311 | 0.311 | 0.311 | 0.311 | 0.311 | 0.311 | 0.311 | 0.311 | 0.311 | 0.311 | 0.311 | 0.311 | 0.311 | 0.311 | 0.311 | 0.311 | 0.311 | 0.311 | 0.311 | 0.311 | 0.311 | 0.311 | 7.464 | 19 | 141.816 | 0.311
WI | natural gas steam turbine | Winter Peak | 0.311 | 0.311 | 0.311 | 0.311 | 0.311 | 0.311 | 0.311 | 0.311 | 0.311 | 0.311 | 0.311 | 0.311 | 0.311 | 0.311 | 0.311 | 0.311 | 0.311 | 0.311 | 0.311 | 0.311 | 0.311 | 0.311 | 0.311 | 0.311 | 7.464 | 15 | 111.96 | 0.311
WV | biomass ccs | Winter | 0.8 | 0.8 | 0.8 | 0.8 | 0.8 | 0.8 | 0.8 | 0.8 | 0.8 | 0.8 | 0.8 | 0.8 | 0.8 | 0.8 | 0.8 | 0.8 | 0.8 | 0.8 | 0.8 | 0.8 | 0.8 | 0.8 | 0.8 | 0.8 | 19.2 | 30 | 576 | 0.8
WV | biomass ccs | Spring | 0.8 | 0.8 | 0.8 | 0.8 | 0.8 | 0.8 | 0.8 | 0.8 | 0.8 | 0.8 | 0.8 | 0.8 | 0.8 | 0.8 | 0.8 | 0.8 | 0.8 | 0.8 | 0.8 | 0.8 | 0.8 | 0.8 | 0.8 | 0.8 | 19.2 | 108 | 2073.6 | 0.8
WV | biomass ccs | Summer | 0.8 | 0.8 | 0.8 | 0.8 | 0.8 | 0.8 | 0.8 | 0.8 | 0.8 | 0.8 | 0.8 | 0.8 | 0.8 | 0.8 | 0.8 | 0.8 | 0.8 | 0.8 | 0.8 | 0.8 | 0.8 | 0.8 | 0.8 | 0.8 | 19.2 | 98 | 1881.6 | 0.8
WV | biomass ccs | Fall | 0.8 | 0.8 | 0.8 | 0.8 | 0.8 | 0.8 | 0.8 | 0.8 | 0.8 | 0.8 | 0.8 | 0.8 | 0.8 | 0.8 | 0.8 | 0.8 | 0.8 | 0.8 | 0.8 | 0.8 | 0.8 | 0.8 | 0.8 | 0.8 | 19.2 | 87 | 1670.4 | 0.8
WV | biomass ccs | Summer Peak | 0.8 | 0.8 | 0.8 | 0.8 | 0.8 | 0.8 | 0.8 | 0.8 | 0.8 | 0.8 | 0.8 | 0.8 | 0.8 | 0.8 | 0.8 | 0.8 | 0.8 | 0.8 | 0.8 | 0.8 | 0.8 | 0.8 | 0.8 | 0.8 | 19.2 | 38 | 729.6 | 0.8
WV | biomass ccs | Winter Peak | 0.8 | 0.8 | 0.8 | 0.8 | 0.8 | 0.8 | 0.8 | 0.8 | 0.8 | 0.8 | 0.8 | 0.8 | 0.8 | 0.8 | 0.8 | 0.8 | 0.8 | 0.8 | 0.8 | 0.8 | 0.8 | 0.8 | 0.8 | 0.8 | 19.2 | 4 | 76.8 | 0.8
WV | biomass | Winter | 0.5102 | 0.5102 | 0.5102 | 0.5102 | 0.5102 | 0.5102 | 0.5102 | 0.5102 | 0.5102 | 0.5102 | 0.5102 | 0.5102 | 0.5102 | 0.5102 | 0.5102 | 0.5102 | 0.5102 | 0.5102 | 0.5102 | 0.5102 | 0.5102 | 0.5102 | 0.5102 | 0.5102 | 12.2448 | 30 | 367.344 | 0.5102
WV | biomass | Spring | 0.5102 | 0.5102 | 0.5102 | 0.5102 | 0.5102 | 0.5102 | 0.5102 | 0.5102 | 0.5102 | 0.5102 | 0.5102 | 0.5102 | 0.5102 | 0.5102 | 0.5102 | 0.5102 | 0.5102 | 0.5102 | 0.5102 | 0.5102 | 0.5102 | 0.5102 | 0.5102 | 0.5102 | 12.2448 | 108 | 1322.4384 | 0.5102
WV | biomass | Summer | 0.5102 | 0.5102 | 0.5102 | 0.5102 | 0.5102 | 0.5102 | 0.5102 | 0.5102 | 0.5102 | 0.5102 | 0.5102 | 0.5102 | 0.5102 | 0.5102 | 0.5102 | 0.5102 | 0.5102 | 0.5102 | 0.5102 | 0.5102 | 0.5102 | 0.5102 | 0.5102 | 0.5102 | 12.2448 | 98 | 1199.9904 | 0.5102
WV | biomass | Fall | 0.5102 | 0.5102 | 0.5102 | 0.5102 | 0.5102 | 0.5102 | 0.5102 | 0.5102 | 0.5102 | 0.5102 | 0.5102 | 0.5102 | 0.5102 | 0.5102 | 0.5102 | 0.5102 | 0.5102 | 0.5102 | 0.5102 | 0.5102 | 0.5102 | 0.5102 | 0.5102 | 0.5102 | 12.2448 | 87 | 1065.2976 | 0.5102
WV | biomass | Summer Peak | 0.5102 | 0.5102 | 0.5102 | 0.5102 | 0.5102 | 0.5102 | 0.5102 | 0.5102 | 0.5102 | 0.5102 | 0.5102 | 0.5102 | 0.5102 | 0.5102 | 0.5102 | 0.5102 | 0.5102 | 0.5102 | 0.5102 | 0.5102 | 0.5102 | 0.5102 | 0.5102 | 0.5102 | 12.2448 | 38 | 465.3024 | 0.5102
WV | biomass | Winter Peak | 0.5102 | 0.5102 | 0.5102 | 0.5102 | 0.5102 | 0.5102 | 0.5102 | 0.5102 | 0.5102 | 0.5102 | 0.5102 | 0.5102 | 0.5102 | 0.5102 | 0.5102 | 0.5102 | 0.5102 | 0.5102 | 0.5102 | 0.5102 | 0.5102 | 0.5102 | 0.5102 | 0.5102 | 12.2448 | 4 | 48.9792 | 0.5102
WV | natural gas combined cycle ccs | Winter | 0.8 | 0.8 | 0.8 | 0.8 | 0.8 | 0.8 | 0.8 | 0.8 | 0.8 | 0.8 | 0.8 | 0.8 | 0.8 | 0.8 | 0.8 | 0.8 | 0.8 | 0.8 | 0.8 | 0.8 | 0.8 | 0.8 | 0.8 | 0.8 | 19.2 | 30 | 576 | 0.8
WV | natural gas combined cycle ccs | Spring | 0.8 | 0.8 | 0.8 | 0.8 | 0.8 | 0.8 | 0.8 | 0.8 | 0.8 | 0.8 | 0.8 | 0.8 | 0.8 | 0.8 | 0.8 | 0.8 | 0.8 | 0.8 | 0.8 | 0.8 | 0.8 | 0.8 | 0.8 | 0.8 | 19.2 | 108 | 2073.6 | 0.8
WV | natural gas combined cycle ccs | Summer | 0.8 | 0.8 | 0.8 | 0.8 | 0.8 | 0.8 | 0.8 | 0.8 | 0.8 | 0.8 | 0.8 | 0.8 | 0.8 | 0.8 | 0.8 | 0.8 | 0.8 | 0.8 | 0.8 | 0.8 | 0.8 | 0.8 | 0.8 | 0.8 | 19.2 | 98 | 1881.6 | 0.8
WV | natural gas combined cycle ccs | Fall | 0.8 | 0.8 | 0.8 | 0.8 | 0.8 | 0.8 | 0.8 | 0.8 | 0.8 | 0.8 | 0.8 | 0.8 | 0.8 | 0.8 | 0.8 | 0.8 | 0.8 | 0.8 | 0.8 | 0.8 | 0.8 | 0.8 | 0.8 | 0.8 | 19.2 | 87 | 1670.4 | 0.8
WV | natural gas combined cycle ccs | Summer Peak | 0.8 | 0.8 | 0.8 | 0.8 | 0.8 | 0.8 | 0.8 | 0.8 | 0.8 | 0.8 | 0.8 | 0.8 | 0.8 | 0.8 | 0.8 | 0.8 | 0.8 | 0.8 | 0.8 | 0.8 | 0.8 | 0.8 | 0.8 | 0.8 | 19.2 | 38 | 729.6 | 0.8
WV | natural gas combined cycle ccs | Winter Peak | 0.8 | 0.8 | 0.8 | 0.8 | 0.8 | 0.8 | 0.8 | 0.8 | 0.8 | 0.8 | 0.8 | 0.8 | 0.8 | 0.8 | 0.8 | 0.8 | 0.8 | 0.8 | 0.8 | 0.8 | 0.8 | 0.8 | 0.8 | 0.8 | 19.2 | 4 | 76.8 | 0.8
WV | natural gas combined cycle | Winter | 0.6321 | 0.6321 | 0.6321 | 0.6321 | 0.6321 | 0.6321 | 0.6321 | 0.6321 | 0.6321 | 0.6321 | 0.6321 | 0.6321 | 0.6321 | 0.6321 | 0.6321 | 0.6321 | 0.6321 | 0.6321 | 0.6321 | 0.6321 | 0.6321 | 0.6321 | 0.6321 | 0.6321 | 15.1704 | 30 | 455.1135 | 0.6321
WV | natural gas combined cycle | Spring | 0.57943 | 0.56187 | 0.54577 | 0.55602 | 0.56021 | 0.56187 | 0.56187 | 0.56493 | 0.57878 | 0.58528 | 0.59406 | 0.60869 | 0.6204 | 0.6204 | 0.61747 | 0.62625 | 0.6321 | 0.6321 | 0.6321 | 0.6321 | 0.6321 | 0.6321 | 0.61011 | 0.58821 | 14.3342 | 108 | 1548.0944 | 0.6321
WV | natural gas combined cycle | Summer | 0.58373 | 0.57405 | 0.5676 | 0.57405 | 0.57728 | 0.58695 | 0.5805 | 0.57638 | 0.58695 | 0.59018 | 0.60308 | 0.6063 | 0.6063 | 0.61288 | 0.61598 | 0.61598 | 0.62565 | 0.6321 | 0.6321 | 0.6321 | 0.6321 | 0.6321 | 0.6063 | 0.59663 | 14.4473 | 98 | 1415.8325 | 0.6321
WV | natural gas combined cycle | Fall | 0.56308 | 0.54492 | 0.54492 | 0.54392 | 0.54492 | 0.54128 | 0.52675 | 0.53038 | 0.54855 | 0.56308 | 0.58488 | 0.60304 | 0.61031 | 0.61757 | 0.61757 | 0.61757 | 0.6321 | 0.6321 | 0.6321 | 0.6321 | 0.6321 | 0.6321 | 0.6212 | 0.58618 | 14.1027 | 87 | 1226.9371 | 0.6321
WV | natural gas combined cycle | Summer Peak | 0.50637 | 0.46576 | 0.45744 | 0.44081 | 0.43249 | 0.41586 | 0.42417 | 0.45281 | 0.49903 | 0.57388 | 0.59052 | 0.59883 | 0.62378 | 0.62378 | 0.6321 | 0.6321 | 0.6321 | 0.6321 | 0.6321 | 0.6321 | 0.6321 | 0.6321 | 0.60715 | 0.55725 | 13.3268 | 38 | 506.4168 | 0.6321
WV | natural gas combined cycle | Winter Peak | 0.6321 | 0.6321 | 0.6321 | 0.6321 | 0.6321 | 0.6321 | 0.6321 | 0.6321 | 0.6321 | 0.6321 | 0.6321 | 0.6321 | 0.6321 | 0.6321 | 0.6321 | 0.6321 | 0.6321 | 0.6321 | 0.6321 | 0.6321 | 0.6321 | 0.6321 | 0.6321 | 0.6321 | 15.1704 | 4 | 60.6818 | 0.6321
WV | crude oil | Winter | 0.2178 | 0.2178 | 0.2178 | 0.2178 | 0.2178 | 0.2178 | 0.2178 | 0.2178 | 0.2178 | 0.2178 | 0.2178 | 0.2178 | 0.2178 | 0.2178 | 0.2178 | 0.2178 | 0.2178 | 0.2178 | 0.2178 | 0.2178 | 0.2178 | 0.2178 | 0.2178 | 0.2178 | 5.2272 | 30 | 156.816 | 0.2178
WV | crude oil | Spring | 0.2178 | 0.2178 | 0.2178 | 0.2178 | 0.2178 | 0.2178 | 0.2178 | 0.2178 | 0.2178 | 0.2178 | 0.2178 | 0.2178 | 0.2178 | 0.2178 | 0.2178 | 0.2178 | 0.2178 | 0.2178 | 0.2178 | 0.2178 | 0.2178 | 0.2178 | 0.2178 | 0.2178 | 5.2272 | 108 | 564.5376 | 0.2178
WV | crude oil | Summer | 0.2178 | 0.2178 | 0.2178 | 0.2178 | 0.2178 | 0.2178 | 0.2178 | 0.2178 | 0.2178 | 0.2178 | 0.2178 | 0.2178 | 0.2178 | 0.2178 | 0.2178 | 0.2178 | 0.2178 | 0.2178 | 0.2178 | 0.2178 | 0.2178 | 0.2178 | 0.2178 | 0.2178 | 5.2272 | 98 | 512.2656 | 0.2178
WV | crude oil | Fall | 0.2178 | 0.2178 | 0.2178 | 0.2178 | 0.2178 | 0.2178 | 0.2178 | 0.2178 | 0.2178 | 0.2178 | 0.2178 | 0.2178 | 0.2178 | 0.2178 | 0.2178 | 0.2178 | 0.2178 | 0.2178 | 0.2178 | 0.2178 | 0.2178 | 0.2178 | 0.2178 | 0.2178 | 5.2272 | 87 | 454.7664 | 0.2178
WV | crude oil | Summer Peak | 0.2178 | 0.2178 | 0.2178 | 0.2178 | 0.2178 | 0.2178 | 0.2178 | 0.2178 | 0.2178 | 0.2178 | 0.2178 | 0.2178 | 0.2178 | 0.2178 | 0.2178 | 0.2178 | 0.2178 | 0.2178 | 0.2178 | 0.2178 | 0.2178 | 0.2178 | 0.2178 | 0.2178 | 5.2272 | 38 | 198.6336 | 0.2178
WV | crude oil | Winter Peak | 0.2178 | 0.2178 | 0.2178 | 0.2178 | 0.2178 | 0.2178 | 0.2178 | 0.2178 | 0.2178 | 0.2178 | 0.2178 | 0.2178 | 0.2178 | 0.2178 | 0.2178 | 0.2178 | 0.2178 | 0.2178 | 0.2178 | 0.2178 | 0.2178 | 0.2178 | 0.2178 | 0.2178 | 5.2272 | 4 | 20.9088 | 0.2178
WV | geothermal | Winter | 0.6595 | 0.6595 | 0.6595 | 0.6595 | 0.6595 | 0.6595 | 0.6595 | 0.6595 | 0.6595 | 0.6595 | 0.6595 | 0.6595 | 0.6595 | 0.6595 | 0.6595 | 0.6595 | 0.6595 | 0.6595 | 0.6595 | 0.6595 | 0.6595 | 0.6595 | 0.6595 | 0.6595 | 15.828 | 30 | 474.84 | 0.6595
WV | geothermal | Spring | 0.6595 | 0.6595 | 0.6595 | 0.6595 | 0.6595 | 0.6595 | 0.6595 | 0.6595 | 0.6595 | 0.6595 | 0.6595 | 0.6595 | 0.6595 | 0.6595 | 0.6595 | 0.6595 | 0.6595 | 0.6595 | 0.6595 | 0.6595 | 0.6595 | 0.6595 | 0.6595 | 0.6595 | 15.828 | 108 | 1709.424 | 0.6595
WV | geothermal | Summer | 0.6595 | 0.6595 | 0.6595 | 0.6595 | 0.6595 | 0.6595 | 0.6595 | 0.6595 | 0.6595 | 0.6595 | 0.6595 | 0.6595 | 0.6595 | 0.6595 | 0.6595 | 0.6595 | 0.6595 | 0.6595 | 0.6595 | 0.6595 | 0.6595 | 0.6595 | 0.6595 | 0.6595 | 15.828 | 98 | 1551.144 | 0.6595
WV | geothermal | Fall | 0.6595 | 0.6595 | 0.6595 | 0.6595 | 0.6595 | 0.6595 | 0.6595 | 0.6595 | 0.6595 | 0.6595 | 0.6595 | 0.6595 | 0.6595 | 0.6595 | 0.6595 | 0.6595 | 0.6595 | 0.6595 | 0.6595 | 0.6595 | 0.6595 | 0.6595 | 0.6595 | 0.6595 | 15.828 | 87 | 1377.036 | 0.6595
WV | geothermal | Summer Peak | 0.6595 | 0.6595 | 0.6595 | 0.6595 | 0.6595 | 0.6595 | 0.6595 | 0.6595 | 0.6595 | 0.6595 | 0.6595 | 0.6595 | 0.6595 | 0.6595 | 0.6595 | 0.6595 | 0.6595 | 0.6595 | 0.6595 | 0.6595 | 0.6595 | 0.6595 | 0.6595 | 0.6595 | 15.828 | 38 | 601.464 | 0.6595
WV | geothermal | Winter Peak | 0.6595 | 0.6595 | 0.6595 | 0.6595 | 0.6595 | 0.6595 | 0.6595 | 0.6595 | 0.6595 | 0.6595 | 0.6595 | 0.6595 | 0.6595 | 0.6595 | 0.6595 | 0.6595 | 0.6595 | 0.6595 | 0.6595 | 0.6595 | 0.6595 | 0.6595 | 0.6595 | 0.6595 | 15.828 | 4 | 63.312 | 0.6595
WV | hard coal ccs | Winter | 0.8 | 0.8 | 0.8 | 0.8 | 0.8 | 0.8 | 0.8 | 0.8 | 0.8 | 0.8 | 0.8 | 0.8 | 0.8 | 0.8 | 0.8 | 0.8 | 0.8 | 0.8 | 0.8 | 0.8 | 0.8 | 0.8 | 0.8 | 0.8 | 19.2 | 30 | 576 | 0.8
WV | hard coal ccs | Spring | 0.8 | 0.8 | 0.8 | 0.8 | 0.8 | 0.8 | 0.8 | 0.8 | 0.8 | 0.8 | 0.8 | 0.8 | 0.8 | 0.8 | 0.8 | 0.8 | 0.8 | 0.8 | 0.8 | 0.8 | 0.8 | 0.8 | 0.8 | 0.8 | 19.2 | 108 | 2073.6 | 0.8
WV | hard coal ccs | Summer | 0.8 | 0.8 | 0.8 | 0.8 | 0.8 | 0.8 | 0.8 | 0.8 | 0.8 | 0.8 | 0.8 | 0.8 | 0.8 | 0.8 | 0.8 | 0.8 | 0.8 | 0.8 | 0.8 | 0.8 | 0.8 | 0.8 | 0.8 | 0.8 | 19.2 | 98 | 1881.6 | 0.8
WV | hard coal ccs | Fall | 0.8 | 0.8 | 0.8 | 0.8 | 0.8 | 0.8 | 0.8 | 0.8 | 0.8 | 0.8 | 0.8 | 0.8 | 0.8 | 0.8 | 0.8 | 0.8 | 0.8 | 0.8 | 0.8 | 0.8 | 0.8 | 0.8 | 0.8 | 0.8 | 19.2 | 87 | 1670.4 | 0.8
WV | hard coal ccs | Summer Peak | 0.8 | 0.8 | 0.8 | 0.8 | 0.8 | 0.8 | 0.8 | 0.8 | 0.8 | 0.8 | 0.8 | 0.8 | 0.8 | 0.8 | 0.8 | 0.8 | 0.8 | 0.8 | 0.8 | 0.8 | 0.8 | 0.8 | 0.8 | 0.8 | 19.2 | 38 | 729.6 | 0.8
WV | hard coal ccs | Winter Peak | 0.8 | 0.8 | 0.8 | 0.8 | 0.8 | 0.8 | 0.8 | 0.8 | 0.8 | 0.8 | 0.8 | 0.8 | 0.8 | 0.8 | 0.8 | 0.8 | 0.8 | 0.8 | 0.8 | 0.8 | 0.8 | 0.8 | 0.8 | 0.8 | 19.2 | 4 | 76.8 | 0.8
WV | hard coal | Winter | 0.4067 | 0.4067 | 0.4067 | 0.4067 | 0.4067 | 0.4067 | 0.4067 | 0.4067 | 0.4067 | 0.4067 | 0.4067 | 0.4067 | 0.4067 | 0.4067 | 0.4067 | 0.4067 | 0.4067 | 0.4067 | 0.4067 | 0.4067 | 0.4067 | 0.4067 | 0.4067 | 0.4067 | 9.7608 | 30 | 292.824 | 0.4067
WV | hard coal | Spring | 0.4067 | 0.4067 | 0.4067 | 0.4067 | 0.4067 | 0.4067 | 0.4067 | 0.4067 | 0.4067 | 0.4067 | 0.4067 | 0.4067 | 0.4067 | 0.4067 | 0.4067 | 0.4067 | 0.4067 | 0.4067 | 0.4067 | 0.4067 | 0.4067 | 0.4067 | 0.4067 | 0.4067 | 9.7608 | 108 | 1054.1664 | 0.4067
WV | hard coal | Summer | 0.4067 | 0.4067 | 0.4067 | 0.4067 | 0.4067 | 0.4067 | 0.4067 | 0.4067 | 0.4067 | 0.4067 | 0.4067 | 0.4067 | 0.4067 | 0.4067 | 0.4067 | 0.4067 | 0.4067 | 0.4067 | 0.4067 | 0.4067 | 0.4067 | 0.4067 | 0.4067 | 0.4067 | 9.7608 | 98 | 956.5584 | 0.4067
WV | hard coal | Fall | 0.4067 | 0.4067 | 0.4067 | 0.4067 | 0.4067 | 0.4067 | 0.4067 | 0.4067 | 0.4067 | 0.4067 | 0.4067 | 0.4067 | 0.4067 | 0.4067 | 0.4067 | 0.4067 | 0.4067 | 0.4067 | 0.4067 | 0.4067 | 0.4067 | 0.4067 | 0.4067 | 0.4067 | 9.7608 | 87 | 849.1896 | 0.4067
WV | hard coal | Summer Peak | 0.4067 | 0.4067 | 0.4067 | 0.4067 | 0.4067 | 0.4067 | 0.4067 | 0.4067 | 0.4067 | 0.4067 | 0.4067 | 0.4067 | 0.4067 | 0.4067 | 0.4067 | 0.4067 | 0.4067 | 0.4067 | 0.4067 | 0.4067 | 0.4067 | 0.4067 | 0.4067 | 0.4067 | 9.7608 | 38 | 370.9104 | 0.4067
WV | hard coal | Winter Peak | 0.4067 | 0.4067 | 0.4067 | 0.4067 | 0.4067 | 0.4067 | 0.4067 | 0.4067 | 0.4067 | 0.4067 | 0.4067 | 0.4067 | 0.4067 | 0.4067 | 0.4067 | 0.4067 | 0.4067 | 0.4067 | 0.4067 | 0.4067 | 0.4067 | 0.4067 | 0.4067 | 0.4067 | 9.7608 | 4 | 39.0432 | 0.4067
WV | heavy or residual fuel oil | Winter | 0 | 0 | 0 | 0 | 0 | 0 | 0 | 0 | 0 | 0 | 0 | 0 | 0 | 0 | 0 | 0 | 0 | 0 | 0 | 0 | 0 | 0 | 0 | 0 | 0 | 30 | 0 | 0
WV | heavy or residual fuel oil | Spring | 0 | 0 | 0 | 0 | 0 | 0 | 0 | 0 | 0 | 0 | 0 | 0 | 0 | 0 | 0 | 0 | 0 | 0 | 0 | 0 | 0 | 0 | 0 | 0 | 0 | 108 | 0 | 0
WV | heavy or residual fuel oil | Summer | 0 | 0 | 0 | 0 | 0 | 0 | 0 | 0 | 0 | 0 | 0 | 0 | 0 | 0 | 0 | 0 | 0 | 0 | 0.95 | 0 | 0 | 0 | 0 | 0 | 0.95 | 98 | 93.1 | 0.95
WV | heavy or residual fuel oil | Fall | 0 | 0 | 0 | 0 | 0 | 0 | 0 | 0 | 0 | 0 | 0 | 0 | 0 | 0 | 0 | 0 | 0 | 0 | 0 | 0 | 0 | 0 | 0 | 0 | 0 | 87 | 0 | 0
WV | heavy or residual fuel oil | Summer Peak | 0 | 0 | 0 | 0 | 0 | 0 | 0 | 0 | 0 | 0 | 0 | 0 | 0 | 0 | 0 | 0 | 0 | 0 | 0 | 0 | 0 | 0 | 0 | 0 | 0 | 38 | 0 | 0
WV | heavy or residual fuel oil | Winter Peak | 0 | 0 | 0 | 0 | 0 | 0 | 0 | 0 | 0 | 0 | 0 | 0 | 0 | 0 | 0 | 0 | 0 | 0 | 0 | 0 | 0 | 0 | 0 | 0 | 0 | 4 | 0 | 0
WV | hydro | Winter | 0.53502 | 0.53502 | 0.53502 | 0.53502 | 0.53502 | 0.53502 | 0.53502 | 0.53502 | 0.53502 | 0.53502 | 0.53502 | 0.53502 | 0.53502 | 0.53502 | 0.53502 | 0.53502 | 0.53502 | 0.53502 | 0.53502 | 0.53502 | 0.53502 | 0.53502 | 0.53502 | 0.53502 | 12.8404 | 30 | 385.2108 | 0.53502
WV | hydro | Spring | 0.49308 | 0.49308 | 0.49308 | 0.49308 | 0.49308 | 0.49308 | 0.49308 | 0.49308 | 0.49308 | 0.49308 | 0.49308 | 0.49308 | 0.49308 | 0.49308 | 0.49308 | 0.49308 | 0.49308 | 0.49308 | 0.49308 | 0.49308 | 0.49308 | 0.49308 | 0.49308 | 0.49308 | 11.834 | 108 | 1278.0702 | 0.49308
WV | hydro | Summer | 0.4749 | 0.4749 | 0.4749 | 0.4749 | 0.4749 | 0.4749 | 0.4749 | 0.4749 | 0.4749 | 0.4749 | 0.4749 | 0.4749 | 0.4749 | 0.4749 | 0.4749 | 0.4749 | 0.4749 | 0.4749 | 0.4749 | 0.4749 | 0.4749 | 0.4749 | 0.4749 | 0.4749 | 11.3977 | 98 | 1116.9701 | 0.4749
WV | hydro | Fall | 0.45346 | 0.45346 | 0.45346 | 0.45346 | 0.45346 | 0.45346 | 0.45346 | 0.45346 | 0.45346 | 0.45346 | 0.45346 | 0.45346 | 0.45346 | 0.45346 | 0.45346 | 0.45346 | 0.45346 | 0.45346 | 0.45346 | 0.45346 | 0.45346 | 0.45346 | 0.45346 | 0.45346 | 10.8829 | 87 | 946.8152 | 0.45346
WV | hydro | Summer Peak | 0.37434 | 0.37434 | 0.37434 | 0.37434 | 0.37434 | 0.37434 | 0.37434 | 0.37434 | 0.37434 | 0.37434 | 0.37434 | 0.37434 | 0.37434 | 0.37434 | 0.37434 | 0.37434 | 0.37434 | 0.37434 | 0.37434 | 0.37434 | 0.37434 | 0.37434 | 0.37434 | 0.37434 | 8.9842 | 38 | 341.4002 | 0.37434
WV | hydro | Winter Peak | 0.53502 | 0.53502 | 0.53502 | 0.53502 | 0.53502 | 0.53502 | 0.53502 | 0.53502 | 0.53502 | 0.53502 | 0.53502 | 0.53502 | 0.53502 | 0.53502 | 0.53502 | 0.53502 | 0.53502 | 0.53502 | 0.53502 | 0.53502 | 0.53502 | 0.53502 | 0.53502 | 0.53502 | 12.8404 | 4 | 51.3614 | 0.53502
WV | hydrogen combined cycle | Winter | 0.85119 | 0.85119 | 0.85119 | 0.85119 | 0.85119 | 0.85119 | 0.85119 | 0.85119 | 0.85119 | 0.85119 | 0.85119 | 0.85119 | 0.85119 | 0.85119 | 0.85119 | 0.85119 | 0.85491 | 0.85491 | 0.85491 | 0.85491 | 0.85491 | 0.85491 | 0.85491 | 0.85491 | 20.4584 | 30 | 613.7506 | 0.85491
WV | hydrogen combined cycle | Spring | 0.84562 | 0.83632 | 0.81309 | 0.83168 | 0.84298 | 0.85491 | 0.81774 | 0.81644 | 0.83065 | 0.83632 | 0.84097 | 0.84562 | 0.84562 | 0.84562 | 0.84097 | 0.84562 | 0.85026 | 0.85491 | 0.85491 | 0.85491 | 0.85491 | 0.85491 | 0.85491 | 0.85491 | 20.2248 | 108 | 2184.2782 | 0.85491
WV | hydrogen combined cycle | Summer | 0.67746 | 0.60925 | 0.59205 | 0.58825 | 0.58468 | 0.56994 | 0.56503 | 0.59692 | 0.66329 | 0.71734 | 0.76156 | 0.80086 | 0.83526 | 0.84508 | 0.85 | 0.85 | 0.85491 | 0.85491 | 0.85491 | 0.85491 | 0.85491 | 0.85491 | 0.80815 | 0.73384 | 17.7784 | 98 | 1742.2826 | 0.85491
WV | hydrogen combined cycle | Fall | 0.66571 | 0.65169 | 0.65169 | 0.65169 | 0.65169 | 0.65169 | 0.67972 | 0.66571 | 0.67272 | 0.70075 | 0.73578 | 0.75681 | 0.77082 | 0.78511 | 0.79184 | 0.80586 | 0.8479 | 0.85491 | 0.85491 | 0.85491 | 0.85491 | 0.85491 | 0.77082 | 0.69374 | 17.8763 | 87 | 1555.2371 | 0.85491
WV | hydrogen combined cycle | Summer Peak | 0.85491 | 0.42745 | 0.42745 | 0.42745 | 0.42745 | 0.42745 | 0.42745 | 0.42745 | 0.85491 | 0.85491 | 0.85491 | 0.85491 | 0.85491 | 0.85491 | 0.85491 | 0.85491 | 0.85491 | 0.85491 | 0.85491 | 0.85491 | 0.85491 | 0.85491 | 0.85491 | 0.85491 | 17.5256 | 38 | 665.9745 | 0.85491
WV | hydrogen combined cycle | Winter Peak | 0.42745 | 0.42745 | 0.42745 | 0.42745 | 0.42745 | 0.85491 | 0.85491 | 0.85491 | 0.85491 | 0.85491 | 0.85491 | 0.85491 | 0.85491 | 0.85491 | 0.85491 | 0.85491 | 0.85491 | 0.85491 | 0.85491 | 0.85491 | 0.85491 | 0.85491 | 0.85491 | 0.85491 | 18.3806 | 4 | 73.5222 | 0.85491
WV | hydrogen ct | Winter | 0.016947 | 0.016947 | 0.016947 | 0.016947 | 0.016947 | 0.016947 | 0.016947 | 0.016947 | 0.016947 | 0.016947 | 0.016947 | 0.016947 | 0.016947 | 0.016947 | 0.016947 | 0.016947 | 0.016947 | 0.92722 | 1 | 1 | 0.47208 | 0.016947 | 0.016947 | 0.016947 | 3.7382 | 30 | 112.1473 | 1
WV | hydrogen ct | Spring | 0.016947 | 0.016947 | 0.016947 | 0.016947 | 0.016947 | 0.016947 | 0.016947 | 0.016947 | 0.016947 | 0.016947 | 0.016947 | 0.016947 | 0.14337 | 0.54906 | 0.54906 | 0.82832 | 1 | 1 | 1 | 1 | 0.67549 | 0.14337 | 0.016947 | 0.016947 | 7.1259 | 108 | 769.6019 | 1
WV | hydrogen ct | Summer | 0.016947 | 0.016947 | 0.016947 | 0.016947 | 0.016947 | 0.016947 | 0.016947 | 0.016947 | 0.016947 | 0.016947 | 0.016947 | 0.016947 | 0.016947 | 0.15627 | 0.2956 | 0.74269 | 1 | 1 | 1 | 1 | 0.74269 | 0.016947 | 0.016947 | 0.016947 | 6.2084 | 98 | 608.4236 | 1
WV | hydrogen ct | Fall | 0.016947 | 0.016947 | 0.016947 | 0.016947 | 0.016947 | 0.016947 | 0.17389 | 0.17389 | 0.016947 | 0.016947 | 0.016947 | 0.016947 | 0.17389 | 0.48778 | 1 | 1 | 1 | 1 | 1 | 1 | 0.6775 | 0.17389 | 0.016947 | 0.016947 | 8.0642 | 87 | 701.5861 | 1
WV | hydrogen ct | Summer Peak | 0.016947 | 0.016947 | 0.016947 | 0.016947 | 0.016947 | 0.016947 | 0.016947 | 0.016947 | 0.016947 | 0.016947 | 0.016947 | 0.016947 | 1 | 1 | 1 | 1 | 1 | 1 | 1 | 1 | 1 | 0.37626 | 0.016947 | 0.016947 | 9.6135 | 38 | 365.314 | 1
WV | hydrogen ct | Winter Peak | 0.016947 | 0.016947 | 0.016947 | 0.016947 | 0.016947 | 0.016947 | 0.016947 | 0.016947 | 0.016947 | 0.016947 | 0.016947 | 0.016947 | 0.016947 | 0.016947 | 0.016947 | 0.016947 | 0.016947 | 0.016947 | 0.016947 | 0.016947 | 0.016947 | 0.016947 | 0.016947 | 0.016947 | 0.40673 | 4 | 1.6269 | 0.016947
WV | lignite ccs | Winter | 0.8 | 0.8 | 0.8 | 0.8 | 0.8 | 0.8 | 0.8 | 0.8 | 0.8 | 0.8 | 0.8 | 0.8 | 0.8 | 0.8 | 0.8 | 0.8 | 0.8 | 0.8 | 0.8 | 0.8 | 0.8 | 0.8 | 0.8 | 0.8 | 19.2 | 30 | 576 | 0.8
WV | lignite ccs | Spring | 0.8 | 0.8 | 0.8 | 0.8 | 0.8 | 0.8 | 0.8 | 0.8 | 0.8 | 0.8 | 0.8 | 0.8 | 0.8 | 0.8 | 0.8 | 0.8 | 0.8 | 0.8 | 0.8 | 0.8 | 0.8 | 0.8 | 0.8 | 0.8 | 19.2 | 108 | 2073.6 | 0.8
WV | lignite ccs | Summer | 0.8 | 0.8 | 0.8 | 0.8 | 0.8 | 0.8 | 0.8 | 0.8 | 0.8 | 0.8 | 0.8 | 0.8 | 0.8 | 0.8 | 0.8 | 0.8 | 0.8 | 0.8 | 0.8 | 0.8 | 0.8 | 0.8 | 0.8 | 0.8 | 19.2 | 98 | 1881.6 | 0.8
WV | lignite ccs | Fall | 0.8 | 0.8 | 0.8 | 0.8 | 0.8 | 0.8 | 0.8 | 0.8 | 0.8 | 0.8 | 0.8 | 0.8 | 0.8 | 0.8 | 0.8 | 0.8 | 0.8 | 0.8 | 0.8 | 0.8 | 0.8 | 0.8 | 0.8 | 0.8 | 19.2 | 87 | 1670.4 | 0.8
WV | lignite ccs | Summer Peak | 0.8 | 0.8 | 0.8 | 0.8 | 0.8 | 0.8 | 0.8 | 0.8 | 0.8 | 0.8 | 0.8 | 0.8 | 0.8 | 0.8 | 0.8 | 0.8 | 0.8 | 0.8 | 0.8 | 0.8 | 0.8 | 0.8 | 0.8 | 0.8 | 19.2 | 38 | 729.6 | 0.8
WV | lignite ccs | Winter Peak | 0.8 | 0.8 | 0.8 | 0.8 | 0.8 | 0.8 | 0.8 | 0.8 | 0.8 | 0.8 | 0.8 | 0.8 | 0.8 | 0.8 | 0.8 | 0.8 | 0.8 | 0.8 | 0.8 | 0.8 | 0.8 | 0.8 | 0.8 | 0.8 | 19.2 | 4 | 76.8 | 0.8
WV | lignite | Winter | 0.638 | 0.638 | 0.638 | 0.638 | 0.638 | 0.638 | 0.638 | 0.638 | 0.638 | 0.638 | 0.638 | 0.638 | 0.638 | 0.638 | 0.638 | 0.638 | 0.638 | 0.638 | 0.638 | 0.638 | 0.638 | 0.638 | 0.638 | 0.638 | 15.312 | 30 | 459.36 | 0.638
WV | lignite | Spring | 0.638 | 0.638 | 0.638 | 0.638 | 0.638 | 0.638 | 0.638 | 0.638 | 0.638 | 0.638 | 0.638 | 0.638 | 0.638 | 0.638 | 0.638 | 0.638 | 0.638 | 0.638 | 0.638 | 0.638 | 0.638 | 0.638 | 0.638 | 0.638 | 15.312 | 108 | 1653.696 | 0.638
WV | lignite | Summer | 0.638 | 0.638 | 0.638 | 0.638 | 0.638 | 0.638 | 0.638 | 0.638 | 0.638 | 0.638 | 0.638 | 0.638 | 0.638 | 0.638 | 0.638 | 0.638 | 0.638 | 0.638 | 0.638 | 0.638 | 0.638 | 0.638 | 0.638 | 0.638 | 15.312 | 98 | 1500.576 | 0.638
WV | lignite | Fall | 0.638 | 0.638 | 0.638 | 0.638 | 0.638 | 0.638 | 0.638 | 0.638 | 0.638 | 0.638 | 0.638 | 0.638 | 0.638 | 0.638 | 0.638 | 0.638 | 0.638 | 0.638 | 0.638 | 0.638 | 0.638 | 0.638 | 0.638 | 0.638 | 15.312 | 87 | 1332.144 | 0.638
WV | lignite | Summer Peak | 0.638 | 0.638 | 0.638 | 0.638 | 0.638 | 0.638 | 0.638 | 0.638 | 0.638 | 0.638 | 0.638 | 0.638 | 0.638 | 0.638 | 0.638 | 0.638 | 0.638 | 0.638 | 0.638 | 0.638 | 0.638 | 0.638 | 0.638 | 0.638 | 15.312 | 38 | 581.856 | 0.638
WV | lignite | Winter Peak | 0.638 | 0.638 | 0.638 | 0.638 | 0.638 | 0.638 | 0.638 | 0.638 | 0.638 | 0.638 | 0.638 | 0.638 | 0.638 | 0.638 | 0.638 | 0.638 | 0.638 | 0.638 | 0.638 | 0.638 | 0.638 | 0.638 | 0.638 | 0.638 | 15.312 | 4 | 61.248 | 0.638
WV | municipal solid waste | Winter | 0.7342 | 0.7342 | 0.7342 | 0.7342 | 0.7342 | 0.7342 | 0.7342 | 0.7342 | 0.7342 | 0.7342 | 0.7342 | 0.7342 | 0.7342 | 0.7342 | 0.7342 | 0.7342 | 0.7342 | 0.7342 | 0.7342 | 0.7342 | 0.7342 | 0.7342 | 0.7342 | 0.7342 | 17.6208 | 30 | 528.624 | 0.7342
WV | municipal solid waste | Spring | 0.7342 | 0.7342 | 0.7342 | 0.7342 | 0.7342 | 0.7342 | 0.7342 | 0.7342 | 0.7342 | 0.7342 | 0.7342 | 0.7342 | 0.7342 | 0.7342 | 0.7342 | 0.7342 | 0.7342 | 0.7342 | 0.7342 | 0.7342 | 0.7342 | 0.7342 | 0.7342 | 0.7342 | 17.6208 | 108 | 1903.0464 | 0.7342
WV | municipal solid waste | Summer | 0.7342 | 0.7342 | 0.7342 | 0.7342 | 0.7342 | 0.7342 | 0.7342 | 0.7342 | 0.7342 | 0.7342 | 0.7342 | 0.7342 | 0.7342 | 0.7342 | 0.7342 | 0.7342 | 0.7342 | 0.7342 | 0.7342 | 0.7342 | 0.7342 | 0.7342 | 0.7342 | 0.7342 | 17.6208 | 98 | 1726.8384 | 0.7342
WV | municipal solid waste | Fall | 0.7342 | 0.7342 | 0.7342 | 0.7342 | 0.7342 | 0.7342 | 0.7342 | 0.7342 | 0.7342 | 0.7342 | 0.7342 | 0.7342 | 0.7342 | 0.7342 | 0.7342 | 0.7342 | 0.7342 | 0.7342 | 0.7342 | 0.7342 | 0.7342 | 0.7342 | 0.7342 | 0.7342 | 17.6208 | 87 | 1533.0096 | 0.7342
WV | municipal solid waste | Summer Peak | 0.7342 | 0.7342 | 0.7342 | 0.7342 | 0.7342 | 0.7342 | 0.7342 | 0.7342 | 0.7342 | 0.7342 | 0.7342 | 0.7342 | 0.7342 | 0.7342 | 0.7342 | 0.7342 | 0.7342 | 0.7342 | 0.7342 | 0.7342 | 0.7342 | 0.7342 | 0.7342 | 0.7342 | 17.6208 | 38 | 669.5904 | 0.7342
WV | municipal solid waste | Winter Peak | 0.7342 | 0.7342 | 0.7342 | 0.7342 | 0.7342 | 0.7342 | 0.7342 | 0.7342 | 0.7342 | 0.7342 | 0.7342 | 0.7342 | 0.7342 | 0.7342 | 0.7342 | 0.7342 | 0.7342 | 0.7342 | 0.7342 | 0.7342 | 0.7342 | 0.7342 | 0.7342 | 0.7342 | 17.6208 | 4 | 70.4832 | 0.7342
WV | natural gas peaker | Winter | 0.016947 | 0.016947 | 0.016947 | 0.016947 | 0.016947 | 0.016947 | 0.016947 | 0.016947 | 0.016947 | 0.016947 | 0.016947 | 0.016947 | 0.016947 | 0.016947 | 0.016947 | 0.016947 | 0.016947 | 0.92722 | 1 | 1 | 0.47208 | 0.016947 | 0.016947 | 0.016947 | 3.7382 | 30 | 112.1473 | 1
WV | natural gas peaker | Spring | 0.016947 | 0.016947 | 0.016947 | 0.016947 | 0.016947 | 0.016947 | 0.016947 | 0.016947 | 0.016947 | 0.016947 | 0.016947 | 0.016947 | 0.14337 | 0.54906 | 0.54906 | 0.82832 | 1 | 1 | 1 | 1 | 0.67549 | 0.14337 | 0.016947 | 0.016947 | 7.1259 | 108 | 769.6019 | 1
WV | natural gas peaker | Summer | 0.016947 | 0.016947 | 0.016947 | 0.016947 | 0.016947 | 0.016947 | 0.016947 | 0.016947 | 0.016947 | 0.016947 | 0.016947 | 0.016947 | 0.016947 | 0.15627 | 0.2956 | 0.74269 | 1 | 1 | 1 | 1 | 0.74269 | 0.016947 | 0.016947 | 0.016947 | 6.2084 | 98 | 608.4236 | 1
WV | natural gas peaker | Fall | 0.016947 | 0.016947 | 0.016947 | 0.016947 | 0.016947 | 0.016947 | 0.17389 | 0.17389 | 0.016947 | 0.016947 | 0.016947 | 0.016947 | 0.17389 | 0.48778 | 1 | 1 | 1 | 1 | 1 | 1 | 0.6775 | 0.17389 | 0.016947 | 0.016947 | 8.0642 | 87 | 701.5861 | 1
WV | natural gas peaker | Summer Peak | 0.016947 | 0.016947 | 0.016947 | 0.016947 | 0.016947 | 0.016947 | 0.016947 | 0.016947 | 0.016947 | 0.016947 | 0.016947 | 0.016947 | 1 | 1 | 1 | 1 | 1 | 1 | 1 | 1 | 1 | 0.37626 | 0.016947 | 0.016947 | 9.6135 | 38 | 365.314 | 1
WV | natural gas peaker | Winter Peak | 0.016947 | 0.016947 | 0.016947 | 0.016947 | 0.016947 | 0.016947 | 0.016947 | 0.016947 | 0.016947 | 0.016947 | 0.016947 | 0.016947 | 0.016947 | 0.016947 | 0.016947 | 0.016947 | 0.016947 | 0.016947 | 0.016947 | 0.016947 | 0.016947 | 0.016947 | 0.016947 | 0.016947 | 0.40673 | 4 | 1.6269 | 0.016947
WV | nuclear | Winter | 0.909 | 0.909 | 0.909 | 0.909 | 0.909 | 0.909 | 0.909 | 0.909 | 0.909 | 0.909 | 0.909 | 0.909 | 0.909 | 0.909 | 0.909 | 0.909 | 0.909 | 0.909 | 0.909 | 0.909 | 0.909 | 0.909 | 0.909 | 0.909 | 21.816 | 30 | 654.48 | 0.909
WV | nuclear | Spring | 0.909 | 0.909 | 0.909 | 0.909 | 0.909 | 0.909 | 0.909 | 0.909 | 0.909 | 0.909 | 0.909 | 0.909 | 0.909 | 0.909 | 0.909 | 0.909 | 0.909 | 0.909 | 0.909 | 0.909 | 0.909 | 0.909 | 0.909 | 0.909 | 21.816 | 108 | 2356.128 | 0.909
WV | nuclear | Summer | 0.909 | 0.909 | 0.909 | 0.909 | 0.909 | 0.909 | 0.909 | 0.909 | 0.909 | 0.909 | 0.909 | 0.909 | 0.909 | 0.909 | 0.909 | 0.909 | 0.909 | 0.909 | 0.909 | 0.909 | 0.909 | 0.909 | 0.909 | 0.909 | 21.816 | 98 | 2137.968 | 0.909
WV | nuclear | Fall | 0.909 | 0.909 | 0.909 | 0.909 | 0.909 | 0.909 | 0.909 | 0.909 | 0.909 | 0.909 | 0.909 | 0.909 | 0.909 | 0.909 | 0.909 | 0.909 | 0.909 | 0.909 | 0.909 | 0.909 | 0.909 | 0.909 | 0.909 | 0.909 | 21.816 | 87 | 1897.992 | 0.909
WV | nuclear | Summer Peak | 0.909 | 0.909 | 0.909 | 0.909 | 0.909 | 0.909 | 0.909 | 0.909 | 0.909 | 0.909 | 0.909 | 0.909 | 0.909 | 0.909 | 0.909 | 0.909 | 0.909 | 0.909 | 0.909 | 0.909 | 0.909 | 0.909 | 0.909 | 0.909 | 21.816 | 38 | 829.008 | 0.909
WV | nuclear | Winter Peak | 0.909 | 0.909 | 0.909 | 0.909 | 0.909 | 0.909 | 0.909 | 0.909 | 0.909 | 0.909 | 0.909 | 0.909 | 0.909 | 0.909 | 0.909 | 0.909 | 0.909 | 0.909 | 0.909 | 0.909 | 0.909 | 0.909 | 0.909 | 0.909 | 21.816 | 4 | 87.264 | 0.909
WV | offshore wind | Winter | 0.45532 | 0.44894 | 0.44551 | 0.44298 | 0.44398 | 0.44729 | 0.45516 | 0.4607 | 0.46228 | 0.44642 | 0.42567 | 0.40828 | 0.39801 | 0.39772 | 0.40145 | 0.41126 | 0.43271 | 0.45689 | 0.46766 | 0.47602 | 0.47743 | 0.47714 | 0.47342 | 0.46149 | 10.6737 | 30 | 320.2124 | 0.47743
WV | offshore wind | Spring | 0.44472 | 0.43504 | 0.43018 | 0.42314 | 0.4119 | 0.39669 | 0.38665 | 0.37127 | 0.3456 | 0.32681 | 0.31325 | 0.30347 | 0.30782 | 0.31905 | 0.3249 | 0.33608 | 0.35787 | 0.38535 | 0.40885 | 0.43556 | 0.4543 | 0.45487 | 0.45932 | 0.45564 | 9.2883 | 108 | 1003.1366 | 0.45932
WV | offshore wind | Summer | 0.2728 | 0.2803 | 0.28309 | 0.27707 | 0.2694 | 0.25846 | 0.23799 | 0.21565 | 0.19672 | 0.1786 | 0.16886 | 0.16513 | 0.16223 | 0.16037 | 0.16776 | 0.18117 | 0.19836 | 0.21067 | 0.22912 | 0.25506 | 0.25408 | 0.25063 | 0.25649 | 0.27072 | 5.4007 | 98 | 529.2697 | 0.28309
WV | offshore wind | Fall | 0.39945 | 0.40031 | 0.39867 | 0.39313 | 0.39477 | 0.39571 | 0.40203 | 0.40656 | 0.40312 | 0.39165 | 0.37299 | 0.36042 | 0.35176 | 0.34653 | 0.3498 | 0.3612 | 0.374 | 0.39329 | 0.40898 | 0.43052 | 0.45652 | 0.45589 | 0.44863 | 0.43021 | 9.5262 | 87 | 828.7752 | 0.45652
WV | offshore wind | Summer Peak | 0.56667 | 0.4819 | 0.52095 | 0.53333 | 0.51238 | 0.50286 | 0.54095 | 0.54286 | 0.51048 | 0.47333 | 0.51143 | 0.57048 | 0.47905 | 0.47143 | 0.44476 | 0.44286 | 0.5219 | 0.54952 | 0.46476 | 0.44286 | 0.41333 | 0.4619 | 0.45714 | 0.36286 | 11.78 | 38 | 447.64 | 0.57048
WV | offshore wind | Winter Peak | 0.68667 | 0.74381 | 0.78381 | 0.80857 | 0.7981 | 0.79333 | 0.79905 | 0.80571 | 0.8 | 0.79238 | 0.7819 | 0.7581 | 0.72571 | 0.7019 | 0.68 | 0.6581 | 0.64381 | 0.63333 | 0.61619 | 0.59238 | 0.54381 | 0.50762 | 0.48952 | 0.47905 | 16.6229 | 4 | 66.4914 | 0.80857
WV | onshore wind | Winter | 0.33361 | 0.34111 | 0.34577 | 0.34936 | 0.34892 | 0.34613 | 0.34569 | 0.34055 | 0.3205 | 0.29656 | 0.28154 | 0.27484 | 0.27402 | 0.27959 | 0.28212 | 0.28267 | 0.30063 | 0.31896 | 0.32608 | 0.32959 | 0.32782 | 0.32403 | 0.33296 | 0.34699 | 7.65 | 30 | 229.5014 | 0.34936
WV | onshore wind | Spring | 0.23464 | 0.23173 | 0.23141 | 0.23033 | 0.22528 | 0.2193 | 0.20452 | 0.18925 | 0.17054 | 0.15975 | 0.15932 | 0.16694 | 0.17566 | 0.18322 | 0.18966 | 0.19868 | 0.21884 | 0.24065 | 0.26228 | 0.27776 | 0.28397 | 0.28425 | 0.28118 | 0.27851 | 5.2977 | 108 | 572.1483 | 0.28425
WV | onshore wind | Summer | 0.38683 | 0.38607 | 0.38642 | 0.38437 | 0.3794 | 0.37473 | 0.35888 | 0.33713 | 0.32608 | 0.32039 | 0.32072 | 0.32045 | 0.322 | 0.32532 | 0.32809 | 0.33605 | 0.34097 | 0.34322 | 0.36333 | 0.37875 | 0.38289 | 0.37972 | 0.37249 | 0.36499 | 8.5193 | 98 | 834.8885 | 0.38683
WV | onshore wind | Fall | 0.30555 | 0.30973 | 0.30684 | 0.30634 | 0.3052 | 0.29998 | 0.27548 | 0.25241 | 0.23687 | 0.22588 | 0.22331 | 0.22791 | 0.23735 | 0.24558 | 0.24991 | 0.2514 | 0.24819 | 0.26326 | 0.28535 | 0.30244 | 0.30005 | 0.29427 | 0.28027 | 0.27516 | 6.5087 | 87 | 566.2586 | 0.30973
WV | onshore wind | Summer Peak | 0.1696 | 0.16724 | 0.16291 | 0.1556 | 0.14872 | 0.13934 | 0.10718 | 0.084637 | 0.080679 | 0.08236 | 0.073985 | 0.077548 | 0.077259 | 0.070631 | 0.074189 | 0.07405 | 0.082469 | 0.08432 | 0.10978 | 0.11162 | 0.10883 | 0.12582 | 0.1342 | 0.13594 | 2.6389 | 38 | 100.2782 | 0.1696
WV | onshore wind | Winter Peak | 0.25699 | 0.25667 | 0.27996 | 0.28152 | 0.28706 | 0.287 | 0.27732 | 0.2758 | 0.26771 | 0.26617 | 0.26881 | 0.26749 | 0.27886 | 0.29319 | 0.31111 | 0.33564 | 0.37599 | 0.42173 | 0.45286 | 0.45125 | 0.46919 | 0.45465 | 0.47277 | 0.49549 | 8.0852 | 4 | 32.341 | 0.49549
WV | petroleum | Winter | 0.016947 | 0.016947 | 0.016947 | 0.016947 | 0.016947 | 0.016947 | 0.016947 | 0.016947 | 0.016947 | 0.016947 | 0.016947 | 0.016947 | 0.016947 | 0.016947 | 0.016947 | 0.016947 | 0.016947 | 0.92722 | 1 | 1 | 0.47208 | 0.016947 | 0.016947 | 0.016947 | 3.7382 | 30 | 112.1473 | 1
WV | petroleum | Spring | 0.016947 | 0.016947 | 0.016947 | 0.016947 | 0.016947 | 0.016947 | 0.016947 | 0.016947 | 0.016947 | 0.016947 | 0.016947 | 0.016947 | 0.14337 | 0.54906 | 0.54906 | 0.82832 | 1 | 1 | 1 | 1 | 0.67549 | 0.14337 | 0.016947 | 0.016947 | 7.1259 | 108 | 769.6019 | 1
WV | petroleum | Summer | 0.016947 | 0.016947 | 0.016947 | 0.016947 | 0.016947 | 0.016947 | 0.016947 | 0.016947 | 0.016947 | 0.016947 | 0.016947 | 0.016947 | 0.016947 | 0.15627 | 0.2956 | 0.74269 | 1 | 1 | 1 | 1 | 0.74269 | 0.016947 | 0.016947 | 0.016947 | 6.2084 | 98 | 608.4236 | 1
WV | petroleum | Fall | 0.016947 | 0.016947 | 0.016947 | 0.016947 | 0.016947 | 0.016947 | 0.17389 | 0.17389 | 0.016947 | 0.016947 | 0.016947 | 0.016947 | 0.17389 | 0.48778 | 1 | 1 | 1 | 1 | 1 | 1 | 0.6775 | 0.17389 | 0.016947 | 0.016947 | 8.0642 | 87 | 701.5861 | 1
WV | petroleum | Summer Peak | 0.016947 | 0.016947 | 0.016947 | 0.016947 | 0.016947 | 0.016947 | 0.016947 | 0.016947 | 0.016947 | 0.016947 | 0.016947 | 0.016947 | 1 | 1 | 1 | 1 | 1 | 1 | 1 | 1 | 1 | 0.37626 | 0.016947 | 0.016947 | 9.6135 | 38 | 365.314 | 1
WV | petroleum | Winter Peak | 0.016947 | 0.016947 | 0.016947 | 0.016947 | 0.016947 | 0.016947 | 0.016947 | 0.016947 | 0.016947 | 0.016947 | 0.016947 | 0.016947 | 0.016947 | 0.016947 | 0.016947 | 0.016947 | 0.016947 | 0.016947 | 0.016947 | 0.016947 | 0.016947 | 0.016947 | 0.016947 | 0.016947 | 0.40673 | 4 | 1.6269 | 0.016947
WV | pumped hydro | Winter | 0.050786 | 0.031782 | 0.011015 | 0.0036035 | 0.0015851 | 0.005556 | 0.040084 | 0.033931 | 0.015151 | 0.0089085 | 0.0017651 | 0.0025064 | 0.0017282 | 0.0011129 | 0.0006206 | 0.00067935 | 0.0057153 | 0.12696 | 0.27549 | 0.26941 | 0.19322 | 0.12361 | 0.087958 | 0.059443 | 1.3526 | 30 | 40.5787 | 0.27549
WV | pumped hydro | Spring | 0.13406 | 0.089046 | 0.043601 | 0.027674 | 0.022308 | 0.021574 | 0.03002 | 0.021769 | 0.01624 | 0.0019417 | 0.0019339 | 0.0016268 | 0.0017358 | 0.0033852 | 0.0067275 | 0.010701 | 0.041979 | 0.14699 | 0.34078 | 0.37694 | 0.3594 | 0.20445 | 0.15713 | 0.1425 | 2.2045 | 108 | 238.087 | 0.37694
WV | pumped hydro | Summer | 0.088023 | 0.039339 | 0.016514 | 0.0093124 | 0.0054294 | 0.0038308 | 0.0031176 | 0.0012654 | 0.00015248 | 2.3472e-05 | 0.00083549 | 0.022595 | 0.10315 | 0.18902 | 0.2678 | 0.35551 | 0.45477 | 0.53128 | 0.58425 | 0.58312 | 0.54844 | 0.32976 | 0.16117 | 0.12689 | 4.4256 | 98 | 433.709 | 0.58425
WV | pumped hydro | Fall | 0.087977 | 0.062359 | 0.024155 | 0.0062008 | 0.0025893 | 0.0017164 | 0.0023704 | 0.0063496 | 0.0078345 | 0.00033795 | 0.00071655 | 0.00089718 | 0.0046131 | 0.012083 | 0.021131 | 0.03584 | 0.098139 | 0.31041 | 0.39754 | 0.41951 | 0.24537 | 0.15513 | 0.1382 | 0.11573 | 2.1572 | 87 | 187.6766 | 0.41951
WV | pumped hydro | Summer Peak | 0.13154 | 0.040447 | 0 | 0 | 0 | 0 | 0 | 0 | 0 | 0.00043189 | 0.0018473 | 0.083516 | 0.34412 | 0.45311 | 0.54917 | 0.60615 | 0.63472 | 0.64234 | 0.639 | 0.63262 | 0.72697 | 0.67088 | 0.19429 | 0.14993 | 6.5011 | 38 | 247.0409 | 0.72697
WV | pumped hydro | Winter Peak | 0.0047638 | 0.0026573 | 0.0018473 | 0.0018473 | 0 | 0.094888 | 0.19155 | 0.14615 | 0.0043146 | 0.012964 | 0.003345 | 0.0052486 | 0.0036945 | 0 | 0 | 0 | 0.0048896 | 0.20752 | 0.3746 | 0.38504 | 0.33367 | 0.19894 | 0.069298 | 0.020111 | 2.0674 | 4 | 8.2694 | 0.38504
WV | smr | Winter | 0.9 | 0.9 | 0.9 | 0.9 | 0.9 | 0.9 | 0.9 | 0.9 | 0.9 | 0.9 | 0.9 | 0.9 | 0.9 | 0.9 | 0.9 | 0.9 | 0.9 | 0.9 | 0.9 | 0.9 | 0.9 | 0.9 | 0.9 | 0.9 | 21.6 | 30 | 648 | 0.9
WV | smr | Spring | 0.9 | 0.9 | 0.9 | 0.9 | 0.9 | 0.9 | 0.9 | 0.9 | 0.9 | 0.9 | 0.9 | 0.9 | 0.9 | 0.9 | 0.9 | 0.9 | 0.9 | 0.9 | 0.9 | 0.9 | 0.9 | 0.9 | 0.9 | 0.9 | 21.6 | 108 | 2332.8 | 0.9
WV | smr | Summer | 0.9 | 0.9 | 0.9 | 0.9 | 0.9 | 0.9 | 0.9 | 0.9 | 0.9 | 0.9 | 0.9 | 0.9 | 0.9 | 0.9 | 0.9 | 0.9 | 0.9 | 0.9 | 0.9 | 0.9 | 0.9 | 0.9 | 0.9 | 0.9 | 21.6 | 98 | 2116.8 | 0.9
WV | smr | Fall | 0.9 | 0.9 | 0.9 | 0.9 | 0.9 | 0.9 | 0.9 | 0.9 | 0.9 | 0.9 | 0.9 | 0.9 | 0.9 | 0.9 | 0.9 | 0.9 | 0.9 | 0.9 | 0.9 | 0.9 | 0.9 | 0.9 | 0.9 | 0.9 | 21.6 | 87 | 1879.2 | 0.9
WV | smr | Summer Peak | 0.9 | 0.9 | 0.9 | 0.9 | 0.9 | 0.9 | 0.9 | 0.9 | 0.9 | 0.9 | 0.9 | 0.9 | 0.9 | 0.9 | 0.9 | 0.9 | 0.9 | 0.9 | 0.9 | 0.9 | 0.9 | 0.9 | 0.9 | 0.9 | 21.6 | 38 | 820.8 | 0.9
WV | smr | Winter Peak | 0.9 | 0.9 | 0.9 | 0.9 | 0.9 | 0.9 | 0.9 | 0.9 | 0.9 | 0.9 | 0.9 | 0.9 | 0.9 | 0.9 | 0.9 | 0.9 | 0.9 | 0.9 | 0.9 | 0.9 | 0.9 | 0.9 | 0.9 | 0.9 | 21.6 | 4 | 86.4 | 0.9
WV | solar pv dist | Winter | 0 | 0 | 0 | 0 | 0 | 0 | 0.003784 | 0.1065 | 0.22136 | 0.25098 | 0.259 | 0.25538 | 0.26068 | 0.38201 | 0.34303 | 0.20561 | 0.031132 | 0.0006192 | 0 | 0 | 0 | 0 | 0 | 0 | 2.3201 | 30 | 69.6027 | 0.38201
WV | solar pv dist | Spring | 0 | 0 | 0 | 0 | 0.00043955 | 0.0030386 | 0.13209 | 0.24216 | 0.33745 | 0.36983 | 0.36726 | 0.36527 | 0.36856 | 0.49253 | 0.42491 | 0.32831 | 0.17278 | 0.10314 | 0.0086095 | 0 | 0 | 0 | 0 | 0 | 3.7164 | 108 | 401.3684 | 0.49253
WV | solar pv dist | Summer | 0 | 0 | 0 | 0 | 0.00022114 | 0.0027274 | 0.13862 | 0.25539 | 0.32019 | 0.34177 | 0.34441 | 0.35102 | 0.33658 | 0.43894 | 0.40371 | 0.29324 | 0.15745 | 0.088477 | 0.0040858 | 0 | 0 | 0 | 0 | 0 | 3.4768 | 98 | 340.7307 | 0.43894
WV | solar pv dist | Fall | 0 | 0 | 0 | 0 | 0.00055751 | 0.0049346 | 0.1838 | 0.31361 | 0.36635 | 0.38117 | 0.37639 | 0.36738 | 0.35648 | 0.44459 | 0.43151 | 0.33597 | 0.20259 | 0.11696 | 0.010474 | 0 | 0 | 0 | 0 | 0 | 3.8928 | 87 | 338.6698 | 0.44459
WV | solar pv dist | Summer Peak | 0 | 0 | 0 | 0 | 0.0008962 | 0.0084732 | 0.28095 | 0.36467 | 0.42222 | 0.44669 | 0.42974 | 0.42301 | 0.40981 | 0.5097 | 0.4729 | 0.41475 | 0.34289 | 0.22134 | 0.031449 | 0 | 0 | 0 | 0 | 0 | 4.7795 | 38 | 181.6202 | 0.5097
WV | solar pv dist | Winter Peak | 0 | 0 | 0 | 0 | 0 | 0 | 0 | 0.070691 | 0.21801 | 0.25826 | 0.24536 | 0.26367 | 0.22936 | 0.27709 | 0.26651 | 0.13571 | 0.0074819 | 0 | 0 | 0 | 0 | 0 | 0 | 0 | 1.9721 | 4 | 7.8885 | 0.27709
WV | solar pv | Winter | 0 | 0 | 0 | 0 | 0 | 0 | 0 | 0.055421 | 0.22742 | 0.28523 | 0.29048 | 0.29892 | 0.30832 | 0.30423 | 0.31379 | 0.25083 | 0.058075 | 0 | 0 | 0 | 0 | 0 | 0 | 0 | 2.3927 | 30 | 71.781 | 0.31379
WV | solar pv | Spring | 0 | 0 | 0 | 0 | 0 | 0.039666 | 0.14302 | 0.29711 | 0.4377 | 0.46694 | 0.47322 | 0.47567 | 0.47809 | 0.48294 | 0.46365 | 0.39702 | 0.25936 | 0.099107 | 0.013743 | 0 | 0 | 0 | 0 | 0 | 4.5272 | 108 | 488.943 | 0.48294
WV | solar pv | Summer | 0 | 0 | 0 | 0 | 0 | 0.0241 | 0.13704 | 0.29597 | 0.40129 | 0.4362 | 0.44016 | 0.4439 | 0.45651 | 0.45215 | 0.43051 | 0.36664 | 0.22094 | 0.079221 | 0.0068415 | 0 | 0 | 0 | 0 | 0 | 4.1915 | 98 | 410.7647 | 0.45651
WV | solar pv | Fall | 0 | 0 | 0 | 0 | 0 | 0.049223 | 0.19389 | 0.36352 | 0.46131 | 0.4923 | 0.48013 | 0.48252 | 0.47418 | 0.47914 | 0.46358 | 0.41758 | 0.28785 | 0.13361 | 0.022149 | 0 | 0 | 0 | 0 | 0 | 4.801 | 87 | 417.6843 | 0.4923
WV | solar pv | Summer Peak | 0 | 0 | 0 | 0 | 0 | 0.11085 | 0.36163 | 0.51045 | 0.57885 | 0.61887 | 0.60944 | 0.59704 | 0.59272 | 0.58991 | 0.56594 | 0.51984 | 0.43317 | 0.27308 | 0.061397 | 0 | 0 | 0 | 0 | 0 | 6.4232 | 38 | 244.0821 | 0.61887
WV | solar pv | Winter Peak | 0 | 0 | 0 | 0 | 0 | 0 | 0 | 0.03424 | 0.21022 | 0.31493 | 0.30856 | 0.2775 | 0.27233 | 0.27193 | 0.27113 | 0.11466 | 0.016722 | 0 | 0 | 0 | 0 | 0 | 0 | 0 | 2.0922 | 4 | 8.3688 | 0.31493
WV | solar thermal | Winter | 0 | 0 | 0 | 0 | 0 | 0 | 0 | 0 | 0 | 0.08597 | 0.37963 | 0.49887 | 0.49723 | 0.48344 | 0.47116 | 0.48279 | 0.49202 | 0.44649 | 0.21282 | 0.015243 | 0 | 0 | 0 | 0 | 4.0657 | 30 | 121.97 | 0.49887
WV | solar thermal | Spring | 0 | 0 | 0 | 0 | 0 | 0 | 0 | 0.0076376 | 0.18687 | 0.48014 | 0.63047 | 0.67382 | 0.67706 | 0.67418 | 0.66674 | 0.6665 | 0.66683 | 0.64842 | 0.56803 | 0.30656 | 0.039289 | 0 | 0 | 0 | 6.8926 | 108 | 744.3969 | 0.67706
WV | solar thermal | Summer | 0 | 0 | 0 | 0 | 0 | 0 | 0 | 0.024165 | 0.27576 | 0.51489 | 0.59949 | 0.63012 | 0.63917 | 0.63842 | 0.63267 | 0.62353 | 0.61338 | 0.59439 | 0.54207 | 0.40006 | 0.11962 | 2.6056e-06 | 0 | 0 | 6.8477 | 98 | 671.0769 | 0.63917
WV | solar thermal | Fall | 0 | 0 | 0 | 0 | 0 | 0 | 0 | 0 | 0.054994 | 0.36422 | 0.55217 | 0.58569 | 0.57826 | 0.56812 | 0.56341 | 0.56827 | 0.56955 | 0.52878 | 0.35579 | 0.077412 | 3.2207e-05 | 0 | 0 | 0 | 5.3667 | 87 | 466.9024 | 0.58569
WV | solar thermal | Summer Peak | 0 | 0 | 0 | 0 | 0 | 0 | 0 | 0.027732 | 0.38084 | 0.62249 | 0.69231 | 0.71807 | 0.7248 | 0.72465 | 0.72329 | 0.72571 | 0.72389 | 0.71218 | 0.67311 | 0.55977 | 0.22117 | 0 | 0 | 0 | 8.23 | 38 | 312.7405 | 0.72571
WV | solar thermal | Winter Peak | 0 | 0 | 0 | 0 | 0 | 0 | 0 | 0 | 0 | 0.0026447 | 0.27588 | 0.35613 | 0.39021 | 0.41121 | 0.42512 | 0.48557 | 0.52766 | 0.49305 | 0.19344 | 0 | 0 | 0 | 0 | 0 | 3.5609 | 4 | 14.2436 | 0.52766
WV | natural gas steam turbine | Winter | 0.1919 | 0.1919 | 0.1919 | 0.1919 | 0.1919 | 0.1919 | 0.1919 | 0.1919 | 0.1919 | 0.1919 | 0.1919 | 0.1919 | 0.1919 | 0.1919 | 0.1919 | 0.1919 | 0.1919 | 0.1919 | 0.1919 | 0.1919 | 0.1919 | 0.1919 | 0.1919 | 0.1919 | 4.6056 | 30 | 138.168 | 0.1919
WV | natural gas steam turbine | Spring | 0.1919 | 0.1919 | 0.1919 | 0.1919 | 0.1919 | 0.1919 | 0.1919 | 0.1919 | 0.1919 | 0.1919 | 0.1919 | 0.1919 | 0.1919 | 0.1919 | 0.1919 | 0.1919 | 0.1919 | 0.1919 | 0.1919 | 0.1919 | 0.1919 | 0.1919 | 0.1919 | 0.1919 | 4.6056 | 108 | 497.4048 | 0.1919
WV | natural gas steam turbine | Summer | 0.1919 | 0.1919 | 0.1919 | 0.1919 | 0.1919 | 0.1919 | 0.1919 | 0.1919 | 0.1919 | 0.1919 | 0.1919 | 0.1919 | 0.1919 | 0.1919 | 0.1919 | 0.1919 | 0.1919 | 0.1919 | 0.1919 | 0.1919 | 0.1919 | 0.1919 | 0.1919 | 0.1919 | 4.6056 | 98 | 451.3488 | 0.1919
WV | natural gas steam turbine | Fall | 0.1919 | 0.1919 | 0.1919 | 0.1919 | 0.1919 | 0.1919 | 0.1919 | 0.1919 | 0.1919 | 0.1919 | 0.1919 | 0.1919 | 0.1919 | 0.1919 | 0.1919 | 0.1919 | 0.1919 | 0.1919 | 0.1919 | 0.1919 | 0.1919 | 0.1919 | 0.1919 | 0.1919 | 4.6056 | 87 | 400.6872 | 0.1919
WV | natural gas steam turbine | Summer Peak | 0.1919 | 0.1919 | 0.1919 | 0.1919 | 0.1919 | 0.1919 | 0.1919 | 0.1919 | 0.1919 | 0.1919 | 0.1919 | 0.1919 | 0.1919 | 0.1919 | 0.1919 | 0.1919 | 0.1919 | 0.1919 | 0.1919 | 0.1919 | 0.1919 | 0.1919 | 0.1919 | 0.1919 | 4.6056 | 38 | 175.0128 | 0.1919
WV | natural gas steam turbine | Winter Peak | 0.1919 | 0.1919 | 0.1919 | 0.1919 | 0.1919 | 0.1919 | 0.1919 | 0.1919 | 0.1919 | 0.1919 | 0.1919 | 0.1919 | 0.1919 | 0.1919 | 0.1919 | 0.1919 | 0.1919 | 0.1919 | 0.1919 | 0.1919 | 0.1919 | 0.1919 | 0.1919 | 0.1919 | 4.6056 | 4 | 18.4224 | 0.1919
WY | biomass ccs | Winter | 0.8 | 0.8 | 0.8 | 0.8 | 0.8 | 0.8 | 0.8 | 0.8 | 0.8 | 0.8 | 0.8 | 0.8 | 0.8 | 0.8 | 0.8 | 0.8 | 0.8 | 0.8 | 0.8 | 0.8 | 0.8 | 0.8 | 0.8 | 0.8 | 19.2 | 152 | 2918.4 | 0.8
WY | biomass ccs | Spring | 0.8 | 0.8 | 0.8 | 0.8 | 0.8 | 0.8 | 0.8 | 0.8 | 0.8 | 0.8 | 0.8 | 0.8 | 0.8 | 0.8 | 0.8 | 0.8 | 0.8 | 0.8 | 0.8 | 0.8 | 0.8 | 0.8 | 0.8 | 0.8 | 19.2 | 112 | 2150.4 | 0.8
WY | biomass ccs | Summer | 0.8 | 0.8 | 0.8 | 0.8 | 0.8 | 0.8 | 0.8 | 0.8 | 0.8 | 0.8 | 0.8 | 0.8 | 0.8 | 0.8 | 0.8 | 0.8 | 0.8 | 0.8 | 0.8 | 0.8 | 0.8 | 0.8 | 0.8 | 0.8 | 19.2 | 2 | 38.4 | 0.8
WY | biomass ccs | Fall | 0.8 | 0.8 | 0.8 | 0.8 | 0.8 | 0.8 | 0.8 | 0.8 | 0.8 | 0.8 | 0.8 | 0.8 | 0.8 | 0.8 | 0.8 | 0.8 | 0.8 | 0.8 | 0.8 | 0.8 | 0.8 | 0.8 | 0.8 | 0.8 | 19.2 | 73 | 1401.6 | 0.8
WY | biomass ccs | Summer Peak | 0.8 | 0.8 | 0.8 | 0.8 | 0.8 | 0.8 | 0.8 | 0.8 | 0.8 | 0.8 | 0.8 | 0.8 | 0.8 | 0.8 | 0.8 | 0.8 | 0.8 | 0.8 | 0.8 | 0.8 | 0.8 | 0.8 | 0.8 | 0.8 | 19.2 | 17 | 326.4 | 0.8
WY | biomass ccs | Winter Peak | 0.8 | 0.8 | 0.8 | 0.8 | 0.8 | 0.8 | 0.8 | 0.8 | 0.8 | 0.8 | 0.8 | 0.8 | 0.8 | 0.8 | 0.8 | 0.8 | 0.8 | 0.8 | 0.8 | 0.8 | 0.8 | 0.8 | 0.8 | 0.8 | 19.2 | 9 | 172.8 | 0.8
WY | biomass | Winter | 0.5097 | 0.50933 | 0.50912 | 0.5091 | 0.50918 | 0.50928 | 0.51047 | 0.51209 | 0.51189 | 0.51101 | 0.51007 | 0.50988 | 0.51012 | 0.51011 | 0.51021 | 0.51073 | 0.51463 | 0.51598 | 0.51671 | 0.51695 | 0.51682 | 0.51641 | 0.51573 | 0.51103 | 12.2866 | 152 | 1867.56 | 0.51695
WY | biomass | Spring | 0.50669 | 0.50606 | 0.50523 | 0.50459 | 0.50431 | 0.5044 | 0.50511 | 0.50629 | 0.5061 | 0.49989 | 0.49749 | 0.49726 | 0.49747 | 0.49805 | 0.49863 | 0.49955 | 0.50459 | 0.50735 | 0.51189 | 0.51656 | 0.51669 | 0.51639 | 0.51488 | 0.50841 | 12.1339 | 112 | 1358.9945 | 0.51669
WY | biomass | Summer | 0.51282 | 0.51188 | 0.51147 | 0.5111 | 0.5111 | 0.5111 | 0.51137 | 0.51206 | 0.5119 | 0.51158 | 0.51307 | 0.51384 | 0.51442 | 0.51476 | 0.51513 | 0.51596 | 0.5164 | 0.51695 | 0.5175 | 0.51763 | 0.51766 | 0.51747 | 0.51671 | 0.51403 | 12.3379 | 2 | 24.6758 | 0.51766
WY | biomass | Fall | 0.50792 | 0.50743 | 0.50678 | 0.50671 | 0.50677 | 0.50709 | 0.50812 | 0.50895 | 0.50888 | 0.5096 | 0.50972 | 0.51063 | 0.51101 | 0.51108 | 0.51146 | 0.51399 | 0.51618 | 0.51686 | 0.51725 | 0.5172 | 0.51711 | 0.51581 | 0.51354 | 0.50903 | 12.2691 | 73 | 895.6444 | 0.51725
WY | biomass | Summer Peak | 0.51554 | 0.51554 | 0.51554 | 0.51554 | 0.51554 | 0.51554 | 0.51554 | 0.51647 | 0.51647 | 0.51682 | 0.51773 | 0.51773 | 0.51773 | 0.51773 | 0.51773 | 0.51773 | 0.51773 | 0.51773 | 0.51773 | 0.51773 | 0.51773 | 0.51773 | 0.51773 | 0.51739 | 12.4064 | 17 | 210.9095 | 0.51773
WY | biomass | Winter Peak | 0.51647 | 0.51647 | 0.51647 | 0.51647 | 0.51647 | 0.51647 | 0.51647 | 0.51647 | 0.51647 | 0.51647 | 0.51647 | 0.51647 | 0.51647 | 0.51647 | 0.51647 | 0.51647 | 0.51682 | 0.51773 | 0.51773 | 0.51773 | 0.51773 | 0.51773 | 0.51773 | 0.50975 | 12.3964 | 9 | 111.5678 | 0.51773
WY | natural gas combined cycle ccs | Winter | 0.8 | 0.8 | 0.8 | 0.8 | 0.8 | 0.8 | 0.8 | 0.8 | 0.8 | 0.8 | 0.8 | 0.8 | 0.8 | 0.8 | 0.8 | 0.8 | 0.8 | 0.8 | 0.8 | 0.8 | 0.8 | 0.8 | 0.8 | 0.8 | 19.2 | 152 | 2918.4 | 0.8
WY | natural gas combined cycle ccs | Spring | 0.8 | 0.8 | 0.8 | 0.8 | 0.8 | 0.8 | 0.8 | 0.8 | 0.8 | 0.8 | 0.8 | 0.8 | 0.8 | 0.8 | 0.8 | 0.8 | 0.8 | 0.8 | 0.8 | 0.8 | 0.8 | 0.8 | 0.8 | 0.8 | 19.2 | 112 | 2150.4 | 0.8
WY | natural gas combined cycle ccs | Summer | 0.8 | 0.8 | 0.8 | 0.8 | 0.8 | 0.8 | 0.8 | 0.8 | 0.8 | 0.8 | 0.8 | 0.8 | 0.8 | 0.8 | 0.8 | 0.8 | 0.8 | 0.8 | 0.8 | 0.8 | 0.8 | 0.8 | 0.8 | 0.8 | 19.2 | 2 | 38.4 | 0.8
WY | natural gas combined cycle ccs | Fall | 0.8 | 0.8 | 0.8 | 0.8 | 0.8 | 0.8 | 0.8 | 0.8 | 0.8 | 0.8 | 0.8 | 0.8 | 0.8 | 0.8 | 0.8 | 0.8 | 0.8 | 0.8 | 0.8 | 0.8 | 0.8 | 0.8 | 0.8 | 0.8 | 19.2 | 73 | 1401.6 | 0.8
WY | natural gas combined cycle ccs | Summer Peak | 0.8 | 0.8 | 0.8 | 0.8 | 0.8 | 0.8 | 0.8 | 0.8 | 0.8 | 0.8 | 0.8 | 0.8 | 0.8 | 0.8 | 0.8 | 0.8 | 0.8 | 0.8 | 0.8 | 0.8 | 0.8 | 0.8 | 0.8 | 0.8 | 19.2 | 17 | 326.4 | 0.8
WY | natural gas combined cycle ccs | Winter Peak | 0.8 | 0.8 | 0.8 | 0.8 | 0.8 | 0.8 | 0.8 | 0.8 | 0.8 | 0.8 | 0.8 | 0.8 | 0.8 | 0.8 | 0.8 | 0.8 | 0.8 | 0.8 | 0.8 | 0.8 | 0.8 | 0.8 | 0.8 | 0.8 | 19.2 | 9 | 172.8 | 0.8
WY | natural gas combined cycle | Winter | 0.61251 | 0.61031 | 0.61031 | 0.61031 | 0.61031 | 0.61251 | 0.59268 | 0.49133 | 0.46489 | 0.45828 | 0.4726 | 0.49133 | 0.49133 | 0.48913 | 0.48693 | 0.50896 | 0.59048 | 0.6234 | 0.62133 | 0.62133 | 0.62133 | 0.61692 | 0.61031 | 0.60811 | 13.5269 | 152 | 2056.0931 | 0.6234
WY | natural gas combined cycle | Spring | 0.58308 | 0.58009 | 0.58009 | 0.5771 | 0.58009 | 0.58009 | 0.55916 | 0.49936 | 0.41563 | 0.40666 | 0.41264 | 0.41862 | 0.41427 | 0.41115 | 0.40666 | 0.46049 | 0.53225 | 0.5954 | 0.60401 | 0.607 | 0.60999 | 0.60977 | 0.59205 | 0.58906 | 12.6248 | 112 | 1413.9741 | 0.60999
WY | natural gas combined cycle | Summer | 0.6698 | 0.6698 | 0.6698 | 0.6698 | 0.6698 | 0.6698 | 0.6698 | 0.6698 | 0.6698 | 0.6698 | 0.6698 | 0.41821 | 0.3349 | 0.3349 | 0.3349 | 0.6698 | 0.6698 | 0.6698 | 0.6698 | 0.6698 | 0.6698 | 0.6698 | 0.6698 | 0.6698 | 14.8189 | 2 | 29.6377 | 0.6698
WY | natural gas combined cycle | Fall | 0.65145 | 0.65145 | 0.65145 | 0.65145 | 0.65604 | 0.65604 | 0.63768 | 0.51841 | 0.47712 | 0.51841 | 0.56428 | 0.60098 | 0.60557 | 0.60557 | 0.60557 | 0.62392 | 0.64686 | 0.66521 | 0.6698 | 0.66521 | 0.66521 | 0.66521 | 0.66521 | 0.66521 | 14.9833 | 73 | 1093.7805 | 0.6698
WY | natural gas combined cycle | Summer Peak | 0.6698 | 0.6698 | 0.6698 | 0.6698 | 0.6698 | 0.6698 | 0.6698 | 0.5516 | 0.5516 | 0.5713 | 0.6501 | 0.6698 | 0.6698 | 0.6698 | 0.6698 | 0.6698 | 0.6698 | 0.6698 | 0.6698 | 0.6698 | 0.6698 | 0.6698 | 0.6698 | 0.6698 | 15.7206 | 17 | 267.2495 | 0.6698
WY | natural gas combined cycle | Winter Peak | 0.6698 | 0.6698 | 0.6698 | 0.6698 | 0.6698 | 0.6698 | 0.6698 | 0.6698 | 0.55817 | 0.55817 | 0.55817 | 0.55817 | 0.55817 | 0.55817 | 0.55817 | 0.55817 | 0.59538 | 0.6698 | 0.6698 | 0.6698 | 0.6698 | 0.6698 | 0.6698 | 0.6698 | 15.1077 | 9 | 135.969 | 0.6698
WY | crude oil | Winter | 0.001 | 0.001 | 0.001 | 0.001 | 0.001 | 0.001 | 0.001 | 0.001 | 0.001 | 0.001 | 0.001 | 0.001 | 0.001 | 0.001 | 0.001 | 0.001 | 0.001 | 0.001 | 0.001 | 0.001 | 0.001 | 0.001 | 0.001 | 0.001 | 0.024 | 152 | 3.648 | 0.001
WY | crude oil | Spring | 0.001 | 0.001 | 0.001 | 0.001 | 0.001 | 0.001 | 0.001 | 0.001 | 0.001 | 0.001 | 0.001 | 0.001 | 0.001 | 0.001 | 0.001 | 0.001 | 0.001 | 0.001 | 0.001 | 0.001 | 0.001 | 0.001 | 0.001 | 0.001 | 0.024 | 112 | 2.688 | 0.001
WY | crude oil | Summer | 0.001 | 0.001 | 0.001 | 0.001 | 0.001 | 0.001 | 0.001 | 0.001 | 0.001 | 0.001 | 0.001 | 0.001 | 0.001 | 0.001 | 0.001 | 0.001 | 0.001 | 0.001 | 0.001 | 0.001 | 0.001 | 0.001 | 0.001 | 0.001 | 0.024 | 2 | 0.048 | 0.001
WY | crude oil | Fall | 0.001 | 0.001 | 0.001 | 0.001 | 0.001 | 0.001 | 0.001 | 0.001 | 0.001 | 0.001 | 0.001 | 0.001 | 0.001 | 0.001 | 0.001 | 0.001 | 0.001 | 0.001 | 0.001 | 0.001 | 0.001 | 0.001 | 0.001 | 0.001 | 0.024 | 73 | 1.752 | 0.001
WY | crude oil | Summer Peak | 0.001 | 0.001 | 0.001 | 0.001 | 0.001 | 0.001 | 0.001 | 0.001 | 0.001 | 0.001 | 0.001 | 0.001 | 0.001 | 0.001 | 0.001 | 0.001 | 0.001 | 0.001 | 0.001 | 0.001 | 0.001 | 0.001 | 0.001 | 0.001 | 0.024 | 17 | 0.408 | 0.001
WY | crude oil | Winter Peak | 0.001 | 0.001 | 0.001 | 0.001 | 0.001 | 0.001 | 0.001 | 0.001 | 0.001 | 0.001 | 0.001 | 0.001 | 0.001 | 0.001 | 0.001 | 0.001 | 0.001 | 0.001 | 0.001 | 0.001 | 0.001 | 0.001 | 0.001 | 0.001 | 0.024 | 9 | 0.216 | 0.001
WY | geothermal | Winter | 0.6595 | 0.6595 | 0.6595 | 0.6595 | 0.6595 | 0.6595 | 0.6595 | 0.6595 | 0.6595 | 0.6595 | 0.6595 | 0.6595 | 0.6595 | 0.6595 | 0.6595 | 0.6595 | 0.6595 | 0.6595 | 0.6595 | 0.6595 | 0.6595 | 0.6595 | 0.6595 | 0.6595 | 15.828 | 152 | 2405.856 | 0.6595
WY | geothermal | Spring | 0.6595 | 0.6595 | 0.6595 | 0.6595 | 0.6595 | 0.6595 | 0.6595 | 0.6595 | 0.6595 | 0.6595 | 0.6595 | 0.6595 | 0.6595 | 0.6595 | 0.6595 | 0.6595 | 0.6595 | 0.6595 | 0.6595 | 0.6595 | 0.6595 | 0.6595 | 0.6595 | 0.6595 | 15.828 | 112 | 1772.736 | 0.6595
WY | geothermal | Summer | 0.6595 | 0.6595 | 0.6595 | 0.6595 | 0.6595 | 0.6595 | 0.6595 | 0.6595 | 0.6595 | 0.6595 | 0.6595 | 0.6595 | 0.6595 | 0.6595 | 0.6595 | 0.6595 | 0.6595 | 0.6595 | 0.6595 | 0.6595 | 0.6595 | 0.6595 | 0.6595 | 0.6595 | 15.828 | 2 | 31.656 | 0.6595
WY | geothermal | Fall | 0.6595 | 0.6595 | 0.6595 | 0.6595 | 0.6595 | 0.6595 | 0.6595 | 0.6595 | 0.6595 | 0.6595 | 0.6595 | 0.6595 | 0.6595 | 0.6595 | 0.6595 | 0.6595 | 0.6595 | 0.6595 | 0.6595 | 0.6595 | 0.6595 | 0.6595 | 0.6595 | 0.6595 | 15.828 | 73 | 1155.444 | 0.6595
WY | geothermal | Summer Peak | 0.6595 | 0.6595 | 0.6595 | 0.6595 | 0.6595 | 0.6595 | 0.6595 | 0.6595 | 0.6595 | 0.6595 | 0.6595 | 0.6595 | 0.6595 | 0.6595 | 0.6595 | 0.6595 | 0.6595 | 0.6595 | 0.6595 | 0.6595 | 0.6595 | 0.6595 | 0.6595 | 0.6595 | 15.828 | 17 | 269.076 | 0.6595
WY | geothermal | Winter Peak | 0.6595 | 0.6595 | 0.6595 | 0.6595 | 0.6595 | 0.6595 | 0.6595 | 0.6595 | 0.6595 | 0.6595 | 0.6595 | 0.6595 | 0.6595 | 0.6595 | 0.6595 | 0.6595 | 0.6595 | 0.6595 | 0.6595 | 0.6595 | 0.6595 | 0.6595 | 0.6595 | 0.6595 | 15.828 | 9 | 142.452 | 0.6595
WY | hard coal ccs | Winter | 0.8 | 0.8 | 0.8 | 0.8 | 0.8 | 0.8 | 0.8 | 0.8 | 0.8 | 0.8 | 0.8 | 0.8 | 0.8 | 0.8 | 0.8 | 0.8 | 0.8 | 0.8 | 0.8 | 0.8 | 0.8 | 0.8 | 0.8 | 0.8 | 19.2 | 152 | 2918.4 | 0.8
WY | hard coal ccs | Spring | 0.8 | 0.8 | 0.8 | 0.8 | 0.8 | 0.8 | 0.8 | 0.8 | 0.8 | 0.8 | 0.8 | 0.8 | 0.8 | 0.8 | 0.8 | 0.8 | 0.8 | 0.8 | 0.8 | 0.8 | 0.8 | 0.8 | 0.8 | 0.8 | 19.2 | 112 | 2150.4 | 0.8
WY | hard coal ccs | Summer | 0.8 | 0.8 | 0.8 | 0.8 | 0.8 | 0.8 | 0.8 | 0.8 | 0.8 | 0.8 | 0.8 | 0.8 | 0.8 | 0.8 | 0.8 | 0.8 | 0.8 | 0.8 | 0.8 | 0.8 | 0.8 | 0.8 | 0.8 | 0.8 | 19.2 | 2 | 38.4 | 0.8
WY | hard coal ccs | Fall | 0.8 | 0.8 | 0.8 | 0.8 | 0.8 | 0.8 | 0.8 | 0.8 | 0.8 | 0.8 | 0.8 | 0.8 | 0.8 | 0.8 | 0.8 | 0.8 | 0.8 | 0.8 | 0.8 | 0.8 | 0.8 | 0.8 | 0.8 | 0.8 | 19.2 | 73 | 1401.6 | 0.8
WY | hard coal ccs | Summer Peak | 0.8 | 0.8 | 0.8 | 0.8 | 0.8 | 0.8 | 0.8 | 0.8 | 0.8 | 0.8 | 0.8 | 0.8 | 0.8 | 0.8 | 0.8 | 0.8 | 0.8 | 0.8 | 0.8 | 0.8 | 0.8 | 0.8 | 0.8 | 0.8 | 19.2 | 17 | 326.4 | 0.8
WY | hard coal ccs | Winter Peak | 0.8 | 0.8 | 0.8 | 0.8 | 0.8 | 0.8 | 0.8 | 0.8 | 0.8 | 0.8 | 0.8 | 0.8 | 0.8 | 0.8 | 0.8 | 0.8 | 0.8 | 0.8 | 0.8 | 0.8 | 0.8 | 0.8 | 0.8 | 0.8 | 19.2 | 9 | 172.8 | 0.8
WY | hard coal | Winter | 0.5994 | 0.59435 | 0.59307 | 0.59314 | 0.59522 | 0.59552 | 0.56574 | 0.48489 | 0.44813 | 0.4586 | 0.48958 | 0.50421 | 0.5042 | 0.50356 | 0.4941 | 0.51645 | 0.57242 | 0.62265 | 0.63127 | 0.63443 | 0.63356 | 0.62967 | 0.61774 | 0.60863 | 13.4905 | 152 | 2050.5603 | 0.63443
WY | hard coal | Spring | 0.59939 | 0.59513 | 0.59182 | 0.59147 | 0.5937 | 0.59567 | 0.58112 | 0.53566 | 0.47415 | 0.46558 | 0.48189 | 0.48465 | 0.48243 | 0.47905 | 0.46778 | 0.49695 | 0.56186 | 0.61305 | 0.62464 | 0.62557 | 0.62315 | 0.62203 | 0.61265 | 0.60675 | 13.4062 | 112 | 1501.489 | 0.62557
WY | hard coal | Summer | 0.73192 | 0.73192 | 0.73192 | 0.73192 | 0.73192 | 0.73192 | 0.73277 | 0.73192 | 0.7123 | 0.7123 | 0.7123 | 0.7123 | 0.7123 | 0.7123 | 0.7123 | 0.7123 | 0.75748 | 0.75748 | 0.75748 | 0.75748 | 0.75748 | 0.75748 | 0.75748 | 0.75748 | 17.6144 | 2 | 35.2289 | 0.75748
WY | hard coal | Fall | 0.63067 | 0.62611 | 0.62441 | 0.62433 | 0.62738 | 0.62549 | 0.5897 | 0.51064 | 0.47546 | 0.50285 | 0.54362 | 0.56467 | 0.56675 | 0.57315 | 0.57309 | 0.5856 | 0.62162 | 0.65039 | 0.66918 | 0.67733 | 0.67694 | 0.67029 | 0.65739 | 0.64357 | 14.5106 | 73 | 1059.2763 | 0.67733
WY | hard coal | Summer Peak | 0.72578 | 0.72315 | 0.71954 | 0.71986 | 0.72367 | 0.71779 | 0.65991 | 0.51552 | 0.51326 | 0.57085 | 0.64717 | 0.68783 | 0.69547 | 0.6982 | 0.7071 | 0.71815 | 0.73587 | 0.74627 | 0.75137 | 0.7472 | 0.75016 | 0.74799 | 0.74755 | 0.73559 | 16.7052 | 17 | 283.9889 | 0.75137
WY | hard coal | Winter Peak | 0.70727 | 0.70509 | 0.70509 | 0.70509 | 0.70509 | 0.70945 | 0.71012 | 0.703 | 0.66317 | 0.6345 | 0.62916 | 0.62336 | 0.62308 | 0.62225 | 0.59884 | 0.60895 | 0.66717 | 0.71513 | 0.716 | 0.716 | 0.716 | 0.716 | 0.70509 | 0.70099 | 16.3059 | 9 | 146.7527 | 0.716
WY | heavy or residual fuel oil | Winter | 0 | 0 | 0 | 0 | 0 | 0 | 0 | 0 | 0 | 0 | 0 | 0 | 0 | 0 | 0 | 0 | 0 | 0 | 0 | 0 | 0 | 0 | 0 | 0 | 0 | 152 | 0 | 0
WY | heavy or residual fuel oil | Spring | 0 | 0 | 0 | 0 | 0 | 0 | 0 | 0 | 0 | 0 | 0 | 0 | 0 | 0 | 0 | 0 | 0 | 0 | 0 | 0 | 0 | 0 | 0 | 0 | 0 | 112 | 0 | 0
WY | heavy or residual fuel oil | Summer | 0 | 0 | 0 | 0 | 0 | 0 | 0 | 0 | 0 | 0 | 0 | 0 | 0 | 0 | 0 | 0 | 0 | 0 | 0 | 0 | 0 | 0 | 0 | 0 | 0 | 2 | 0 | 0
WY | heavy or residual fuel oil | Fall | 0 | 0 | 0 | 0 | 0 | 0 | 0 | 0 | 0 | 0 | 0 | 0 | 0 | 0 | 0 | 0 | 0 | 0 | 0 | 0 | 0 | 0 | 0 | 0 | 0 | 73 | 0 | 0
WY | heavy or residual fuel oil | Summer Peak | 0 | 0 | 0 | 0 | 0 | 0 | 0 | 0 | 0 | 0 | 0 | 0 | 0 | 0 | 0 | 0 | 0 | 0 | 0 | 0 | 0 | 0 | 0 | 0 | 0 | 17 | 0 | 0
WY | heavy or residual fuel oil | Winter Peak | 0 | 0 | 0 | 0 | 0 | 0 | 0 | 0 | 0 | 0 | 0 | 0 | 0 | 0 | 0 | 0 | 0 | 0 | 0 | 0 | 0 | 0 | 0 | 0 | 0 | 9 | 0 | 0
WY | hydro | Winter | 0.35213 | 0.28092 | 0.2693 | 0.27566 | 0.27498 | 0.31992 | 0.28436 | 0.21907 | 0.19594 | 0.19658 | 0.20259 | 0.21862 | 0.21909 | 0.21964 | 0.2214 | 0.24377 | 0.42395 | 0.72401 | 0.72936 | 0.67412 | 0.66917 | 0.62376 | 0.50444 | 0.39685 | 8.7396 | 152 | 1328.4208 | 0.72936
WY | hydro | Spring | 0.20821 | 0.19874 | 0.18605 | 0.18521 | 0.196 | 0.20804 | 0.20129 | 0.16986 | 0.14829 | 0.14866 | 0.15018 | 0.15018 | 0.15018 | 0.14981 | 0.15512 | 0.16159 | 0.29463 | 0.46154 | 0.46723 | 0.47223 | 0.44408 | 0.39159 | 0.29516 | 0.25085 | 5.8447 | 112 | 654.6083 | 0.47223
WY | hydro | Summer | 0.10422 | 0.10422 | 0.10422 | 0.10422 | 0.10422 | 0.20643 | 0.20643 | 0.12559 | 0.10422 | 0.10422 | 0.10422 | 0.10422 | 0.10422 | 0.10422 | 0.10422 | 0.10422 | 0.20643 | 0.83754 | 0.4218 | 0.83754 | 0.83754 | 0.20643 | 0.43999 | 0.20643 | 5.887 | 2 | 11.7741 | 0.83754
WY | hydro | Fall | 0.39632 | 0.3499 | 0.31418 | 0.29167 | 0.32126 | 0.33195 | 0.26616 | 0.24004 | 0.2163 | 0.21791 | 0.21832 | 0.24294 | 0.24373 | 0.26347 | 0.30476 | 0.34264 | 0.47763 | 0.77452 | 0.74222 | 0.76004 | 0.74778 | 0.73074 | 0.61768 | 0.49504 | 9.9072 | 73 | 723.2257 | 0.77452
WY | hydro | Summer Peak | 0.61773 | 0.55383 | 0.43705 | 0.51415 | 0.46073 | 0.44383 | 0.31065 | 0.31065 | 0.30686 | 0.31065 | 0.31101 | 0.32743 | 0.41176 | 0.45492 | 0.50164 | 0.63971 | 0.81612 | 0.88402 | 0.88389 | 0.88402 | 0.88402 | 0.88402 | 0.85483 | 0.71557 | 13.7191 | 17 | 233.2245 | 0.88402
WY | hydro | Winter Peak | 0.12694 | 0.11558 | 0.11558 | 0.11558 | 0.11558 | 0.14965 | 0.31588 | 0.19424 | 0.10422 | 0.10422 | 0.10422 | 0.10422 | 0.10422 | 0.10422 | 0.10422 | 0.19154 | 0.4415 | 0.67458 | 0.64398 | 0.68975 | 0.54463 | 0.44365 | 0.24389 | 0.18153 | 6.0336 | 9 | 54.3027 | 0.68975
WY | hydrogen combined cycle | Winter | 0.37337 | 0.37009 | 0.37009 | 0.36845 | 0.37009 | 0.37173 | 0.37337 | 0.35208 | 0.2964 | 0.28002 | 0.27511 | 0.27511 | 0.27109 | 0.26119 | 0.25546 | 0.28985 | 0.35535 | 0.375 | 0.375 | 0.37337 | 0.375 | 0.375 | 0.37337 | 0.37173 | 8.1273 | 152 | 1235.3533 | 0.375
WY | hydrogen combined cycle | Spring | 0.25996 | 0.25996 | 0.25996 | 0.25996 | 0.26201 | 0.26201 | 0.23131 | 0.17194 | 0.16376 | 0.16171 | 0.1658 | 0.1699 | 0.1699 | 0.1699 | 0.1699 | 0.17809 | 0.22312 | 0.2826 | 0.28862 | 0.29067 | 0.29067 | 0.28642 | 0.2702 | 0.26815 | 5.5165 | 112 | 617.8511 | 0.29067
WY | hydrogen combined cycle | Summer | 0.37664 | 0.37664 | 0.37664 | 0.37664 | 0.37664 | 0.37664 | 0.36798 | 0.29006 | 0.29655 | 0.32469 | 0.35608 | 0.36798 | 0.37015 | 0.37015 | 0.37015 | 0.37015 | 0.37448 | 0.37664 | 0.37664 | 0.37664 | 0.37664 | 0.37664 | 0.37664 | 0.37664 | 8.7547 | 2 | 17.5095 | 0.37664
WY | hydrogen combined cycle | Fall | 0.37664 | 0.37664 | 0.37664 | 0.37664 | 0.37664 | 0.37664 | 0.37664 | 0.3149 | 0.2655 | 0.27168 | 0.29946 | 0.33651 | 0.33959 | 0.35194 | 0.35194 | 0.37355 | 0.37664 | 0.37664 | 0.37664 | 0.37664 | 0.37664 | 0.37664 | 0.37664 | 0.37664 | 8.5547 | 73 | 624.4919 | 0.37664
WY | hydrogen combined cycle | Summer Peak | 0.37664 | 0.37664 | 0.37664 | 0.37664 | 0.37664 | 0.37664 | 0.18832 | 0.18832 | 0.18832 | 0.18832 | 0.18832 | 0.18832 | 0.18832 | 0.18832 | 0.18832 | 0.18832 | 0.37664 | 0.37664 | 0.37664 | 0.37664 | 0.37664 | 0.37664 | 0.37664 | 0.37664 | 7.1562 | 17 | 121.6549 | 0.37664
WY | hydrogen combined cycle | Winter Peak | 0.37664 | 0.37664 | 0.37664 | 0.37664 | 0.37664 | 0.37664 | 0.37664 | 0.37664 | 0.18832 | 0.18832 | 0.18832 | 0.18832 | 0.18832 | 0.18832 | 0.18832 | 0.18832 | 0.37664 | 0.37664 | 0.37664 | 0.37664 | 0.37664 | 0.37664 | 0.37664 | 0.37664 | 7.5328 | 9 | 67.7953 | 0.37664
WY | hydrogen ct | Winter | 0.043062 | 0.039826 | 0.039324 | 0.03902 | 0.038573 | 0.037653 | 0.039423 | 0.04228 | 0.040079 | 0.037726 | 0.03904 | 0.049958 | 0.065479 | 0.089543 | 0.11651 | 0.14398 | 0.18289 | 0.24527 | 0.33615 | 0.30776 | 0.20934 | 0.13567 | 0.06341 | 0.043076 | 2.425 | 152 | 368.6069 | 0.33615
WY | hydrogen ct | Spring | 0.015352 | 0.013873 | 0.013386 | 0.013258 | 0.013269 | 0.013149 | 0.019149 | 0.023904 | 0.017343 | 0.012948 | 0.013268 | 0.014053 | 0.016897 | 0.020561 | 0.025756 | 0.030188 | 0.034205 | 0.058163 | 0.1162 | 0.10476 | 0.063245 | 0.040628 | 0.019914 | 0.013029 | 0.7265 | 112 | 81.3679 | 0.1162
WY | hydrogen ct | Summer | 0.02086 | 0.017704 | 0.017704 | 0.017704 | 0.017704 | 0.017704 | 0.017704 | 0.017704 | 0.017704 | 0.017704 | 0.017704 | 0.017704 | 0.017704 | 0.017704 | 0.017704 | 0.02086 | 0.028454 | 0.079451 | 0.13912 | 0.051538 | 0.039299 | 0.027402 | 0.027402 | 0.019808 | 0.70205 | 2 | 1.4041 | 0.13912
WY | hydrogen ct | Fall | 0.056247 | 0.053731 | 0.052793 | 0.05241 | 0.052143 | 0.051315 | 0.055224 | 0.052923 | 0.052998 | 0.051626 | 0.054211 | 0.065564 | 0.086255 | 0.11843 | 0.15262 | 0.18753 | 0.24427 | 0.36136 | 0.47289 | 0.43145 | 0.31472 | 0.20643 | 0.10767 | 0.077977 | 3.4128 | 73 | 249.1335 | 0.47289
WY | hydrogen ct | Summer Peak | 0.1398 | 0.1354 | 0.13451 | 0.13423 | 0.13408 | 0.13259 | 0.13222 | 0.13239 | 0.13229 | 0.13254 | 0.14387 | 0.20078 | 0.28972 | 0.41253 | 0.52341 | 0.63811 | 0.73856 | 0.92605 | 1 | 0.86646 | 0.64426 | 0.46397 | 0.2317 | 0.16684 | 8.5863 | 17 | 145.9669 | 1
WY | hydrogen ct | Winter Peak | 0.0077095 | 0.0061285 | 0.0049792 | 0.0049792 | 0.0049792 | 0.0049792 | 0.0049792 | 0.025487 | 0.020153 | 0.0049792 | 0.0049792 | 0.0049792 | 0.0049792 | 0.0049792 | 0.0050807 | 0.0070842 | 0.0078446 | 0.025311 | 0.069077 | 0.06414 | 0.049384 | 0.037489 | 0.013451 | 0.011181 | 0.39931 | 9 | 3.5938 | 0.069077
WY | lignite ccs | Winter | 0.8 | 0.8 | 0.8 | 0.8 | 0.8 | 0.8 | 0.8 | 0.8 | 0.8 | 0.8 | 0.8 | 0.8 | 0.8 | 0.8 | 0.8 | 0.8 | 0.8 | 0.8 | 0.8 | 0.8 | 0.8 | 0.8 | 0.8 | 0.8 | 19.2 | 152 | 2918.4 | 0.8
WY | lignite ccs | Spring | 0.8 | 0.8 | 0.8 | 0.8 | 0.8 | 0.8 | 0.8 | 0.8 | 0.8 | 0.8 | 0.8 | 0.8 | 0.8 | 0.8 | 0.8 | 0.8 | 0.8 | 0.8 | 0.8 | 0.8 | 0.8 | 0.8 | 0.8 | 0.8 | 19.2 | 112 | 2150.4 | 0.8
WY | lignite ccs | Summer | 0.8 | 0.8 | 0.8 | 0.8 | 0.8 | 0.8 | 0.8 | 0.8 | 0.8 | 0.8 | 0.8 | 0.8 | 0.8 | 0.8 | 0.8 | 0.8 | 0.8 | 0.8 | 0.8 | 0.8 | 0.8 | 0.8 | 0.8 | 0.8 | 19.2 | 2 | 38.4 | 0.8
WY | lignite ccs | Fall | 0.8 | 0.8 | 0.8 | 0.8 | 0.8 | 0.8 | 0.8 | 0.8 | 0.8 | 0.8 | 0.8 | 0.8 | 0.8 | 0.8 | 0.8 | 0.8 | 0.8 | 0.8 | 0.8 | 0.8 | 0.8 | 0.8 | 0.8 | 0.8 | 19.2 | 73 | 1401.6 | 0.8
WY | lignite ccs | Summer Peak | 0.8 | 0.8 | 0.8 | 0.8 | 0.8 | 0.8 | 0.8 | 0.8 | 0.8 | 0.8 | 0.8 | 0.8 | 0.8 | 0.8 | 0.8 | 0.8 | 0.8 | 0.8 | 0.8 | 0.8 | 0.8 | 0.8 | 0.8 | 0.8 | 19.2 | 17 | 326.4 | 0.8
WY | lignite ccs | Winter Peak | 0.8 | 0.8 | 0.8 | 0.8 | 0.8 | 0.8 | 0.8 | 0.8 | 0.8 | 0.8 | 0.8 | 0.8 | 0.8 | 0.8 | 0.8 | 0.8 | 0.8 | 0.8 | 0.8 | 0.8 | 0.8 | 0.8 | 0.8 | 0.8 | 19.2 | 9 | 172.8 | 0.8
WY | lignite | Winter | 0.638 | 0.638 | 0.638 | 0.638 | 0.638 | 0.638 | 0.638 | 0.638 | 0.638 | 0.638 | 0.638 | 0.638 | 0.638 | 0.638 | 0.638 | 0.638 | 0.638 | 0.638 | 0.638 | 0.638 | 0.638 | 0.638 | 0.638 | 0.638 | 15.312 | 152 | 2327.424 | 0.638
WY | lignite | Spring | 0.638 | 0.638 | 0.638 | 0.638 | 0.638 | 0.638 | 0.638 | 0.638 | 0.638 | 0.638 | 0.638 | 0.638 | 0.638 | 0.638 | 0.638 | 0.638 | 0.638 | 0.638 | 0.638 | 0.638 | 0.638 | 0.638 | 0.638 | 0.638 | 15.312 | 112 | 1714.944 | 0.638
WY | lignite | Summer | 0.638 | 0.638 | 0.638 | 0.638 | 0.638 | 0.638 | 0.638 | 0.638 | 0.638 | 0.638 | 0.638 | 0.638 | 0.638 | 0.638 | 0.638 | 0.638 | 0.638 | 0.638 | 0.638 | 0.638 | 0.638 | 0.638 | 0.638 | 0.638 | 15.312 | 2 | 30.624 | 0.638
WY | lignite | Fall | 0.638 | 0.638 | 0.638 | 0.638 | 0.638 | 0.638 | 0.638 | 0.638 | 0.638 | 0.638 | 0.638 | 0.638 | 0.638 | 0.638 | 0.638 | 0.638 | 0.638 | 0.638 | 0.638 | 0.638 | 0.638 | 0.638 | 0.638 | 0.638 | 15.312 | 73 | 1117.776 | 0.638
WY | lignite | Summer Peak | 0.638 | 0.638 | 0.638 | 0.638 | 0.638 | 0.638 | 0.638 | 0.638 | 0.638 | 0.638 | 0.638 | 0.638 | 0.638 | 0.638 | 0.638 | 0.638 | 0.638 | 0.638 | 0.638 | 0.638 | 0.638 | 0.638 | 0.638 | 0.638 | 15.312 | 17 | 260.304 | 0.638
WY | lignite | Winter Peak | 0.638 | 0.638 | 0.638 | 0.638 | 0.638 | 0.638 | 0.638 | 0.638 | 0.638 | 0.638 | 0.638 | 0.638 | 0.638 | 0.638 | 0.638 | 0.638 | 0.638 | 0.638 | 0.638 | 0.638 | 0.638 | 0.638 | 0.638 | 0.638 | 15.312 | 9 | 137.808 | 0.638
WY | municipal solid waste | Winter | 0.73349 | 0.73295 | 0.73265 | 0.73262 | 0.73274 | 0.73288 | 0.73459 | 0.73692 | 0.73663 | 0.73537 | 0.73401 | 0.73374 | 0.73409 | 0.73407 | 0.73422 | 0.73497 | 0.74058 | 0.74252 | 0.74356 | 0.74391 | 0.74372 | 0.74313 | 0.74216 | 0.73539 | 17.6809 | 152 | 2687.5001 | 0.74391
WY | municipal solid waste | Spring | 0.72915 | 0.72825 | 0.72704 | 0.72613 | 0.72573 | 0.72585 | 0.72687 | 0.72857 | 0.72829 | 0.71936 | 0.71592 | 0.71558 | 0.71588 | 0.71672 | 0.71756 | 0.71887 | 0.72613 | 0.7301 | 0.73663 | 0.74336 | 0.74354 | 0.74311 | 0.74093 | 0.73163 | 17.4612 | 112 | 1955.6523 | 0.74354
WY | municipal solid waste | Summer | 0.73797 | 0.73661 | 0.73603 | 0.7355 | 0.7355 | 0.7355 | 0.73589 | 0.73688 | 0.73665 | 0.73618 | 0.73833 | 0.73944 | 0.74027 | 0.74076 | 0.74129 | 0.74249 | 0.74313 | 0.74391 | 0.74471 | 0.74489 | 0.74494 | 0.74466 | 0.74357 | 0.73971 | 17.7548 | 2 | 35.5096 | 0.74494
WY | municipal solid waste | Fall | 0.73091 | 0.73022 | 0.72928 | 0.72918 | 0.72926 | 0.72972 | 0.7312 | 0.73241 | 0.7323 | 0.73334 | 0.73351 | 0.73481 | 0.73536 | 0.73547 | 0.73601 | 0.73965 | 0.74281 | 0.74379 | 0.74434 | 0.74427 | 0.74415 | 0.74227 | 0.73901 | 0.73251 | 17.6558 | 73 | 1288.8713 | 0.74434
WY | municipal solid waste | Summer Peak | 0.74189 | 0.74189 | 0.74189 | 0.74189 | 0.74189 | 0.74189 | 0.74189 | 0.74322 | 0.74322 | 0.74372 | 0.74504 | 0.74504 | 0.74504 | 0.74504 | 0.74504 | 0.74504 | 0.74504 | 0.74504 | 0.74504 | 0.74504 | 0.74504 | 0.74504 | 0.74504 | 0.74455 | 17.8534 | 17 | 303.5079 | 0.74504
WY | municipal solid waste | Winter Peak | 0.74322 | 0.74322 | 0.74322 | 0.74322 | 0.74322 | 0.74322 | 0.74322 | 0.74322 | 0.74322 | 0.74322 | 0.74322 | 0.74322 | 0.74322 | 0.74322 | 0.74322 | 0.74322 | 0.74372 | 0.74504 | 0.74504 | 0.74504 | 0.74504 | 0.74504 | 0.74504 | 0.73356 | 17.839 | 9 | 160.5509 | 0.74504
WY | natural gas peaker | Winter | 0.043062 | 0.039826 | 0.039324 | 0.03902 | 0.038573 | 0.037653 | 0.039423 | 0.04228 | 0.040079 | 0.037726 | 0.03904 | 0.049958 | 0.065479 | 0.089543 | 0.11651 | 0.14398 | 0.18289 | 0.24527 | 0.33615 | 0.30776 | 0.20934 | 0.13567 | 0.06341 | 0.043076 | 2.425 | 152 | 368.6069 | 0.33615
WY | natural gas peaker | Spring | 0.015352 | 0.013873 | 0.013386 | 0.013258 | 0.013269 | 0.013149 | 0.019149 | 0.023904 | 0.017343 | 0.012948 | 0.013268 | 0.014053 | 0.016897 | 0.020561 | 0.025756 | 0.030188 | 0.034205 | 0.058163 | 0.1162 | 0.10476 | 0.063245 | 0.040628 | 0.019914 | 0.013029 | 0.7265 | 112 | 81.3679 | 0.1162
WY | natural gas peaker | Summer | 0.02086 | 0.017704 | 0.017704 | 0.017704 | 0.017704 | 0.017704 | 0.017704 | 0.017704 | 0.017704 | 0.017704 | 0.017704 | 0.017704 | 0.017704 | 0.017704 | 0.017704 | 0.02086 | 0.028454 | 0.079451 | 0.13912 | 0.051538 | 0.039299 | 0.027402 | 0.027402 | 0.019808 | 0.70205 | 2 | 1.4041 | 0.13912
WY | natural gas peaker | Fall | 0.056247 | 0.053731 | 0.052793 | 0.05241 | 0.052143 | 0.051315 | 0.055224 | 0.052923 | 0.052998 | 0.051626 | 0.054211 | 0.065564 | 0.086255 | 0.11843 | 0.15262 | 0.18753 | 0.24427 | 0.36136 | 0.47289 | 0.43145 | 0.31472 | 0.20643 | 0.10767 | 0.077977 | 3.4128 | 73 | 249.1335 | 0.47289
WY | natural gas peaker | Summer Peak | 0.1398 | 0.1354 | 0.13451 | 0.13423 | 0.13408 | 0.13259 | 0.13222 | 0.13239 | 0.13229 | 0.13254 | 0.14387 | 0.20078 | 0.28972 | 0.41253 | 0.52341 | 0.63811 | 0.73856 | 0.92605 | 1 | 0.86646 | 0.64426 | 0.46397 | 0.2317 | 0.16684 | 8.5863 | 17 | 145.9669 | 1
WY | natural gas peaker | Winter Peak | 0.0077095 | 0.0061285 | 0.0049792 | 0.0049792 | 0.0049792 | 0.0049792 | 0.0049792 | 0.025487 | 0.020153 | 0.0049792 | 0.0049792 | 0.0049792 | 0.0049792 | 0.0049792 | 0.0050807 | 0.0070842 | 0.0078446 | 0.025311 | 0.069077 | 0.06414 | 0.049384 | 0.037489 | 0.013451 | 0.011181 | 0.39931 | 9 | 3.5938 | 0.069077
WY | nuclear | Winter | 0.909 | 0.909 | 0.909 | 0.909 | 0.909 | 0.909 | 0.909 | 0.909 | 0.909 | 0.909 | 0.909 | 0.909 | 0.909 | 0.909 | 0.909 | 0.909 | 0.909 | 0.909 | 0.909 | 0.909 | 0.909 | 0.909 | 0.909 | 0.909 | 21.816 | 152 | 3316.032 | 0.909
WY | nuclear | Spring | 0.909 | 0.909 | 0.909 | 0.909 | 0.909 | 0.909 | 0.909 | 0.909 | 0.909 | 0.909 | 0.909 | 0.909 | 0.909 | 0.909 | 0.909 | 0.909 | 0.909 | 0.909 | 0.909 | 0.909 | 0.909 | 0.909 | 0.909 | 0.909 | 21.816 | 112 | 2443.392 | 0.909
WY | nuclear | Summer | 0.909 | 0.909 | 0.909 | 0.909 | 0.909 | 0.909 | 0.909 | 0.909 | 0.909 | 0.909 | 0.909 | 0.909 | 0.909 | 0.909 | 0.909 | 0.909 | 0.909 | 0.909 | 0.909 | 0.909 | 0.909 | 0.909 | 0.909 | 0.909 | 21.816 | 2 | 43.632 | 0.909
WY | nuclear | Fall | 0.909 | 0.909 | 0.909 | 0.909 | 0.909 | 0.909 | 0.909 | 0.909 | 0.909 | 0.909 | 0.909 | 0.909 | 0.909 | 0.909 | 0.909 | 0.909 | 0.909 | 0.909 | 0.909 | 0.909 | 0.909 | 0.909 | 0.909 | 0.909 | 21.816 | 73 | 1592.568 | 0.909
WY | nuclear | Summer Peak | 0.909 | 0.909 | 0.909 | 0.909 | 0.909 | 0.909 | 0.909 | 0.909 | 0.909 | 0.909 | 0.909 | 0.909 | 0.909 | 0.909 | 0.909 | 0.909 | 0.909 | 0.909 | 0.909 | 0.909 | 0.909 | 0.909 | 0.909 | 0.909 | 21.816 | 17 | 370.872 | 0.909
WY | nuclear | Winter Peak | 0.909 | 0.909 | 0.909 | 0.909 | 0.909 | 0.909 | 0.909 | 0.909 | 0.909 | 0.909 | 0.909 | 0.909 | 0.909 | 0.909 | 0.909 | 0.909 | 0.909 | 0.909 | 0.909 | 0.909 | 0.909 | 0.909 | 0.909 | 0.909 | 21.816 | 9 | 196.344 | 0.909
WY | offshore wind | Winter | 0.46629 | 0.46294 | 0.46248 | 0.4624 | 0.46435 | 0.46857 | 0.47727 | 0.48385 | 0.48571 | 0.46986 | 0.44961 | 0.43205 | 0.4205 | 0.41917 | 0.4229 | 0.4328 | 0.45474 | 0.47979 | 0.49014 | 0.49524 | 0.49292 | 0.48944 | 0.48476 | 0.47288 | 11.1407 | 152 | 1693.3807 | 0.49524
WY | offshore wind | Spring | 0.44472 | 0.43504 | 0.43018 | 0.42314 | 0.4119 | 0.39669 | 0.38665 | 0.37127 | 0.3456 | 0.32681 | 0.31325 | 0.30347 | 0.30782 | 0.31905 | 0.3249 | 0.33608 | 0.35787 | 0.38535 | 0.40885 | 0.43556 | 0.4543 | 0.45487 | 0.45932 | 0.45564 | 9.2883 | 112 | 1040.2899 | 0.45932
WY | offshore wind | Summer | 0.28002 | 0.28134 | 0.28675 | 0.2832 | 0.27521 | 0.26371 | 0.24778 | 0.2283 | 0.20712 | 0.1884 | 0.18309 | 0.18314 | 0.17564 | 0.17471 | 0.18155 | 0.19485 | 0.21538 | 0.22605 | 0.23952 | 0.26617 | 0.26464 | 0.26273 | 0.2676 | 0.27614 | 5.653 | 2 | 11.3061 | 0.28675
WY | offshore wind | Fall | 0.39945 | 0.40031 | 0.39867 | 0.39313 | 0.39477 | 0.39571 | 0.40203 | 0.40656 | 0.40312 | 0.39165 | 0.37299 | 0.36042 | 0.35176 | 0.34653 | 0.3498 | 0.3612 | 0.374 | 0.39329 | 0.40898 | 0.43052 | 0.45652 | 0.45589 | 0.44863 | 0.43021 | 9.5262 | 73 | 695.4091 | 0.45652
WY | offshore wind | Summer Peak | 0.44095 | 0.46381 | 0.45714 | 0.42667 | 0.41143 | 0.41143 | 0.37048 | 0.32286 | 0.32952 | 0.30286 | 0.26381 | 0.25714 | 0.24571 | 0.2219 | 0.20476 | 0.20476 | 0.22571 | 0.2819 | 0.28381 | 0.24952 | 0.22952 | 0.25143 | 0.26381 | 0.26857 | 7.3895 | 17 | 125.6219 | 0.46381
WY | offshore wind | Winter Peak | 0.43429 | 0.4219 | 0.39333 | 0.3619 | 0.32952 | 0.30381 | 0.29048 | 0.27333 | 0.26095 | 0.25333 | 0.23143 | 0.21143 | 0.20857 | 0.20857 | 0.18667 | 0.16286 | 0.13714 | 0.10667 | 0.099048 | 0.15048 | 0.18762 | 0.22476 | 0.22857 | 0.21714 | 5.8838 | 9 | 52.9543 | 0.43429
WY | onshore wind | Winter | 0.30446 | 0.30499 | 0.30371 | 0.30228 | 0.30352 | 0.29954 | 0.27611 | 0.25835 | 0.24999 | 0.2484 | 0.25546 | 0.26796 | 0.28233 | 0.29654 | 0.29817 | 0.29378 | 0.28929 | 0.28785 | 0.28566 | 0.2854 | 0.2839 | 0.28454 | 0.28703 | 0.28726 | 6.8365 | 152 | 1039.1496 | 0.30499
WY | onshore wind | Spring | 0.46056 | 0.46677 | 0.472 | 0.47671 | 0.48108 | 0.48109 | 0.474 | 0.46997 | 0.47083 | 0.47931 | 0.49059 | 0.49901 | 0.50448 | 0.50805 | 0.50538 | 0.49795 | 0.49201 | 0.4832 | 0.47545 | 0.4728 | 0.46936 | 0.46652 | 0.46384 | 0.45715 | 11.5181 | 112 | 1290.0278 | 0.50805
WY | onshore wind | Summer | 0.32268 | 0.37237 | 0.41035 | 0.42567 | 0.42844 | 0.43809 | 0.44634 | 0.44558 | 0.42676 | 0.41005 | 0.41745 | 0.43454 | 0.44609 | 0.45195 | 0.44612 | 0.47512 | 0.51168 | 0.51935 | 0.51504 | 0.52565 | 0.54523 | 0.55616 | 0.17219 | 0.18031 | 10.3232 | 2 | 20.6465 | 0.55616
WY | onshore wind | Fall | 0.15737 | 0.1469 | 0.13765 | 0.13293 | 0.12975 | 0.11933 | 0.09759 | 0.080481 | 0.070624 | 0.06746 | 0.069471 | 0.07745 | 0.092771 | 0.10735 | 0.1189 | 0.12443 | 0.1312 | 0.13764 | 0.14741 | 0.15669 | 0.16288 | 0.16246 | 0.16093 | 0.15976 | 2.9494 | 73 | 215.3079 | 0.16288
WY | onshore wind | Summer Peak | 0.12987 | 0.11424 | 0.10238 | 0.092469 | 0.086947 | 0.072408 | 0.053712 | 0.038154 | 0.034019 | 0.034207 | 0.033952 | 0.036176 | 0.047296 | 0.051962 | 0.057075 | 0.06253 | 0.080546 | 0.09507 | 0.13097 | 0.17467 | 0.20976 | 0.23375 | 0.23678 | 0.23321 | 2.4422 | 17 | 41.5166 | 0.23678
WY | onshore wind | Winter Peak | 0.1827 | 0.16008 | 0.13748 | 0.11598 | 0.09695 | 0.084905 | 0.075493 | 0.063522 | 0.050353 | 0.04532 | 0.042071 | 0.042146 | 0.049807 | 0.061787 | 0.078522 | 0.10842 | 0.16028 | 0.19697 | 0.22032 | 0.24013 | 0.25913 | 0.27753 | 0.29341 | 0.30242 | 3.3457 | 9 | 30.1116 | 0.30242
WY | petroleum | Winter | 0.043062 | 0.039826 | 0.039324 | 0.03902 | 0.038573 | 0.037653 | 0.039423 | 0.04228 | 0.040079 | 0.037726 | 0.03904 | 0.049958 | 0.065479 | 0.089543 | 0.11651 | 0.14398 | 0.18289 | 0.24527 | 0.33615 | 0.30776 | 0.20934 | 0.13567 | 0.06341 | 0.043076 | 2.425 | 152 | 368.6069 | 0.33615
WY | petroleum | Spring | 0.015352 | 0.013873 | 0.013386 | 0.013258 | 0.013269 | 0.013149 | 0.019149 | 0.023904 | 0.017343 | 0.012948 | 0.013268 | 0.014053 | 0.016897 | 0.020561 | 0.025756 | 0.030188 | 0.034205 | 0.058163 | 0.1162 | 0.10476 | 0.063245 | 0.040628 | 0.019914 | 0.013029 | 0.7265 | 112 | 81.3679 | 0.1162
WY | petroleum | Summer | 0.02086 | 0.017704 | 0.017704 | 0.017704 | 0.017704 | 0.017704 | 0.017704 | 0.017704 | 0.017704 | 0.017704 | 0.017704 | 0.017704 | 0.017704 | 0.017704 | 0.017704 | 0.02086 | 0.028454 | 0.079451 | 0.13912 | 0.051538 | 0.039299 | 0.027402 | 0.027402 | 0.019808 | 0.70205 | 2 | 1.4041 | 0.13912
WY | petroleum | Fall | 0.056247 | 0.053731 | 0.052793 | 0.05241 | 0.052143 | 0.051315 | 0.055224 | 0.052923 | 0.052998 | 0.051626 | 0.054211 | 0.065564 | 0.086255 | 0.11843 | 0.15262 | 0.18753 | 0.24427 | 0.36136 | 0.47289 | 0.43145 | 0.31472 | 0.20643 | 0.10767 | 0.077977 | 3.4128 | 73 | 249.1335 | 0.47289
WY | petroleum | Summer Peak | 0.1398 | 0.1354 | 0.13451 | 0.13423 | 0.13408 | 0.13259 | 0.13222 | 0.13239 | 0.13229 | 0.13254 | 0.14387 | 0.20078 | 0.28972 | 0.41253 | 0.52341 | 0.63811 | 0.73856 | 0.92605 | 1 | 0.86646 | 0.64426 | 0.46397 | 0.2317 | 0.16684 | 8.5863 | 17 | 145.9669 | 1
WY | petroleum | Winter Peak | 0.0077095 | 0.0061285 | 0.0049792 | 0.0049792 | 0.0049792 | 0.0049792 | 0.0049792 | 0.025487 | 0.020153 | 0.0049792 | 0.0049792 | 0.0049792 | 0.0049792 | 0.0049792 | 0.0050807 | 0.0070842 | 0.0078446 | 0.025311 | 0.069077 | 0.06414 | 0.049384 | 0.037489 | 0.013451 | 0.011181 | 0.39931 | 9 | 3.5938 | 0.069077
WY | pumped hydro | Winter | 0.050786 | 0.031782 | 0.011015 | 0.0036035 | 0.0015851 | 0.005556 | 0.040084 | 0.033931 | 0.015151 | 0.0089085 | 0.0017651 | 0.0025064 | 0.0017282 | 0.0011129 | 0.0006206 | 0.00067935 | 0.0057153 | 0.12696 | 0.27549 | 0.26941 | 0.19322 | 0.12361 | 0.087958 | 0.059443 | 1.3526 | 152 | 205.5985 | 0.27549
WY | pumped hydro | Spring | 0.13406 | 0.089046 | 0.043601 | 0.027674 | 0.022308 | 0.021574 | 0.03002 | 0.021769 | 0.01624 | 0.0019417 | 0.0019339 | 0.0016268 | 0.0017358 | 0.0033852 | 0.0067275 | 0.010701 | 0.041979 | 0.14699 | 0.34078 | 0.37694 | 0.3594 | 0.20445 | 0.15713 | 0.1425 | 2.2045 | 112 | 246.905 | 0.37694
WY | pumped hydro | Summer | 0.088023 | 0.039339 | 0.016514 | 0.0093124 | 0.0054294 | 0.0038308 | 0.0031176 | 0.0012654 | 0.00015248 | 2.3472e-05 | 0.00083549 | 0.022595 | 0.10315 | 0.18902 | 0.2678 | 0.35551 | 0.45477 | 0.53128 | 0.58425 | 0.58312 | 0.54844 | 0.32976 | 0.16117 | 0.12689 | 4.4256 | 2 | 8.8512 | 0.58425
WY | pumped hydro | Fall | 0.087977 | 0.062359 | 0.024155 | 0.0062008 | 0.0025893 | 0.0017164 | 0.0023704 | 0.0063496 | 0.0078345 | 0.00033795 | 0.00071655 | 0.00089718 | 0.0046131 | 0.012083 | 0.021131 | 0.03584 | 0.098139 | 0.31041 | 0.39754 | 0.41951 | 0.24537 | 0.15513 | 0.1382 | 0.11573 | 2.1572 | 73 | 157.4758 | 0.41951
WY | pumped hydro | Summer Peak | 0.13154 | 0.040447 | 0 | 0 | 0 | 0 | 0 | 0 | 0 | 0.00043189 | 0.0018473 | 0.083516 | 0.34412 | 0.45311 | 0.54917 | 0.60615 | 0.63472 | 0.64234 | 0.639 | 0.63262 | 0.72697 | 0.67088 | 0.19429 | 0.14993 | 6.5011 | 17 | 110.5183 | 0.72697
WY | pumped hydro | Winter Peak | 0.0047638 | 0.0026573 | 0.0018473 | 0.0018473 | 0 | 0.094888 | 0.19155 | 0.14615 | 0.0043146 | 0.012964 | 0.003345 | 0.0052486 | 0.0036945 | 0 | 0 | 0 | 0.0048896 | 0.20752 | 0.3746 | 0.38504 | 0.33367 | 0.19894 | 0.069298 | 0.020111 | 2.0674 | 9 | 18.6062 | 0.38504
WY | smr | Winter | 0.9 | 0.9 | 0.9 | 0.9 | 0.9 | 0.9 | 0.9 | 0.9 | 0.9 | 0.9 | 0.9 | 0.9 | 0.9 | 0.9 | 0.9 | 0.9 | 0.9 | 0.9 | 0.9 | 0.9 | 0.9 | 0.9 | 0.9 | 0.9 | 21.6 | 152 | 3283.2 | 0.9
WY | smr | Spring | 0.9 | 0.9 | 0.9 | 0.9 | 0.9 | 0.9 | 0.9 | 0.9 | 0.9 | 0.9 | 0.9 | 0.9 | 0.9 | 0.9 | 0.9 | 0.9 | 0.9 | 0.9 | 0.9 | 0.9 | 0.9 | 0.9 | 0.9 | 0.9 | 21.6 | 112 | 2419.2 | 0.9
WY | smr | Summer | 0.9 | 0.9 | 0.9 | 0.9 | 0.9 | 0.9 | 0.9 | 0.9 | 0.9 | 0.9 | 0.9 | 0.9 | 0.9 | 0.9 | 0.9 | 0.9 | 0.9 | 0.9 | 0.9 | 0.9 | 0.9 | 0.9 | 0.9 | 0.9 | 21.6 | 2 | 43.2 | 0.9
WY | smr | Fall | 0.9 | 0.9 | 0.9 | 0.9 | 0.9 | 0.9 | 0.9 | 0.9 | 0.9 | 0.9 | 0.9 | 0.9 | 0.9 | 0.9 | 0.9 | 0.9 | 0.9 | 0.9 | 0.9 | 0.9 | 0.9 | 0.9 | 0.9 | 0.9 | 21.6 | 73 | 1576.8 | 0.9
WY | smr | Summer Peak | 0.9 | 0.9 | 0.9 | 0.9 | 0.9 | 0.9 | 0.9 | 0.9 | 0.9 | 0.9 | 0.9 | 0.9 | 0.9 | 0.9 | 0.9 | 0.9 | 0.9 | 0.9 | 0.9 | 0.9 | 0.9 | 0.9 | 0.9 | 0.9 | 21.6 | 17 | 367.2 | 0.9
WY | smr | Winter Peak | 0.9 | 0.9 | 0.9 | 0.9 | 0.9 | 0.9 | 0.9 | 0.9 | 0.9 | 0.9 | 0.9 | 0.9 | 0.9 | 0.9 | 0.9 | 0.9 | 0.9 | 0.9 | 0.9 | 0.9 | 0.9 | 0.9 | 0.9 | 0.9 | 21.6 | 9 | 194.4 | 0.9
WY | solar pv dist | Winter | 0 | 0 | 0 | 0 | 0.0040046 | 0.018364 | 0.26407 | 0.38267 | 0.4524 | 0.46808 | 0.45824 | 0.44651 | 0.43387 | 0.48764 | 0.44777 | 0.32471 | 0.18432 | 0.096968 | 0.010927 | 0 | 0 | 0 | 0 | 0 | 4.4805 | 152 | 681.0435 | 0.48764
WY | solar pv dist | Spring | 0 | 0 | 0 | 0 | 0.0021739 | 0.0085404 | 0.14612 | 0.27663 | 0.37748 | 0.4045 | 0.3972 | 0.39193 | 0.39262 | 0.44138 | 0.39123 | 0.25132 | 0.11118 | 0.046429 | 0.0051242 | 0 | 0 | 0 | 0 | 0 | 3.6439 | 112 | 408.113 | 0.44138
WY | solar pv dist | Summer | 0 | 0 | 0 | 0 | 0 | 0 | 0 | 0.095652 | 0.22609 | 0.17391 | 0.21739 | 0.32174 | 0.34783 | 0.48696 | 0.4 | 0.095652 | 0 | 0 | 0 | 0 | 0 | 0 | 0 | 0 | 2.3652 | 2 | 4.7304 | 0.48696
WY | solar pv dist | Fall | 0 | 0 | 0 | 0 | 0.0052412 | 0.025015 | 0.33425 | 0.44896 | 0.49327 | 0.49768 | 0.49458 | 0.48243 | 0.48481 | 0.54294 | 0.52591 | 0.44169 | 0.27397 | 0.14628 | 0.01751 | 0 | 0 | 0 | 0 | 0 | 5.2145 | 73 | 380.6609 | 0.54294
WY | solar pv dist | Summer Peak | 0 | 0 | 0 | 0 | 0.0081841 | 0.045524 | 0.44194 | 0.51662 | 0.53913 | 0.55499 | 0.54322 | 0.53146 | 0.49872 | 0.5468 | 0.51918 | 0.50486 | 0.35396 | 0.2 | 0.030691 | 0 | 0 | 0 | 0 | 0 | 5.8353 | 17 | 99.2 | 0.55499
WY | solar pv dist | Winter Peak | 0 | 0 | 0 | 0 | 0 | 0 | 0.011594 | 0.13043 | 0.28792 | 0.3401 | 0.37585 | 0.36715 | 0.37101 | 0.49662 | 0.42029 | 0.18647 | 0.024155 | 0 | 0 | 0 | 0 | 0 | 0 | 0 | 3.0116 | 9 | 27.1043 | 0.49662
WY | solar pv | Winter | 0 | 0 | 0 | 0 | 0.0018387 | 0.08487 | 0.25627 | 0.42387 | 0.53382 | 0.56378 | 0.55389 | 0.53636 | 0.51617 | 0.49782 | 0.47942 | 0.41021 | 0.27772 | 0.12578 | 0.026639 | 0 | 0 | 0 | 0 | 0 | 5.2885 | 152 | 803.8456 | 0.56378
WY | solar pv | Spring | 0 | 0 | 0 | 0 | 0.0016883 | 0.040609 | 0.12424 | 0.26937 | 0.4311 | 0.47648 | 0.46034 | 0.45134 | 0.43937 | 0.42964 | 0.41557 | 0.32595 | 0.17239 | 0.06562 | 0.013695 | 0 | 0 | 0 | 0 | 0 | 4.1174 | 112 | 461.1482 | 0.47648
WY | solar pv | Summer | 0 | 0 | 0 | 0 | 0 | 0 | 0 | 0.0027671 | 0.099615 | 0.16971 | 0.21307 | 0.23981 | 0.30807 | 0.46764 | 0.54512 | 0.24443 | 0 | 0 | 0 | 0 | 0 | 0 | 0 | 0 | 2.2902 | 2 | 4.5805 | 0.54512
WY | solar pv | Fall | 0 | 0 | 0 | 0 | 0.0025649 | 0.11648 | 0.36222 | 0.55941 | 0.63457 | 0.65203 | 0.64466 | 0.6269 | 0.61174 | 0.59998 | 0.58637 | 0.54268 | 0.39403 | 0.18517 | 0.040609 | 0 | 0 | 0 | 0 | 0 | 6.5594 | 73 | 478.8373 | 0.65203
WY | solar pv | Summer Peak | 0 | 0 | 0 | 0 | 0.0027128 | 0.20173 | 0.51571 | 0.6609 | 0.70789 | 0.71537 | 0.70539 | 0.68466 | 0.652 | 0.60388 | 0.56324 | 0.52016 | 0.43617 | 0.25126 | 0.065596 | 0 | 0 | 0 | 0 | 0 | 7.2867 | 17 | 123.8733 | 0.71537
WY | solar pv | Winter Peak | 0 | 0 | 0 | 0 | 0 | 0 | 0 | 0.076556 | 0.27097 | 0.35347 | 0.37581 | 0.38012 | 0.39067 | 0.41127 | 0.4125 | 0.26287 | 0.05278 | 0 | 0 | 0 | 0 | 0 | 0 | 0 | 2.987 | 9 | 26.8832 | 0.4125
WY | solar thermal | Winter | 0 | 0 | 0 | 0 | 0 | 0 | 0 | 0 | 0 | 0.08597 | 0.37963 | 0.49887 | 0.49723 | 0.48344 | 0.47116 | 0.48279 | 0.49202 | 0.44649 | 0.21282 | 0.015243 | 0 | 0 | 0 | 0 | 4.0657 | 152 | 617.9812 | 0.49887
WY | solar thermal | Spring | 0 | 0 | 0 | 0 | 0 | 0 | 0 | 0.0076376 | 0.18687 | 0.48014 | 0.63047 | 0.67382 | 0.67706 | 0.67418 | 0.66674 | 0.6665 | 0.66683 | 0.64842 | 0.56803 | 0.30656 | 0.039289 | 0 | 0 | 0 | 6.8926 | 112 | 771.9671 | 0.67706
WY | solar thermal | Summer | 0 | 0 | 0 | 0 | 0 | 0 | 0 | 0.024165 | 0.27576 | 0.51489 | 0.59949 | 0.63012 | 0.63917 | 0.63842 | 0.63267 | 0.62353 | 0.61338 | 0.59439 | 0.54207 | 0.40006 | 0.11962 | 2.6056e-06 | 0 | 0 | 6.8477 | 2 | 13.6954 | 0.63917
WY | solar thermal | Fall | 0 | 0 | 0 | 0 | 0 | 0 | 0 | 0 | 0.054994 | 0.36422 | 0.55217 | 0.58569 | 0.57826 | 0.56812 | 0.56341 | 0.56827 | 0.56955 | 0.52878 | 0.35579 | 0.077412 | 3.2207e-05 | 0 | 0 | 0 | 5.3667 | 73 | 391.7687 | 0.58569
WY | solar thermal | Summer Peak | 0 | 0 | 0 | 0 | 0 | 0 | 0 | 0.027732 | 0.38084 | 0.62249 | 0.69231 | 0.71807 | 0.7248 | 0.72465 | 0.72329 | 0.72571 | 0.72389 | 0.71218 | 0.67311 | 0.55977 | 0.22117 | 0 | 0 | 0 | 8.23 | 17 | 139.9102 | 0.72571
WY | solar thermal | Winter Peak | 0 | 0 | 0 | 0 | 0 | 0 | 0 | 0 | 0 | 0.0026447 | 0.27588 | 0.35613 | 0.39021 | 0.41121 | 0.42512 | 0.48557 | 0.52766 | 0.49305 | 0.19344 | 0 | 0 | 0 | 0 | 0 | 3.5609 | 9 | 32.0481 | 0.52766
WY | natural gas steam turbine | Winter | 0.3247 | 0.3247 | 0.3247 | 0.3247 | 0.3247 | 0.3247 | 0.3247 | 0.3247 | 0.3247 | 0.3247 | 0.3247 | 0.3247 | 0.3247 | 0.3247 | 0.3247 | 0.3247 | 0.3247 | 0.3247 | 0.3247 | 0.3247 | 0.3247 | 0.3247 | 0.3247 | 0.3247 | 7.7928 | 152 | 1184.5056 | 0.3247
WY | natural gas steam turbine | Spring | 0.3247 | 0.3247 | 0.3247 | 0.3247 | 0.3247 | 0.3247 | 0.3247 | 0.3247 | 0.3247 | 0.3247 | 0.3247 | 0.3247 | 0.3247 | 0.3247 | 0.3247 | 0.3247 | 0.3247 | 0.3247 | 0.3247 | 0.3247 | 0.3247 | 0.3247 | 0.3247 | 0.3247 | 7.7928 | 112 | 872.7936 | 0.3247
WY | natural gas steam turbine | Summer | 0.3247 | 0.3247 | 0.3247 | 0.3247 | 0.3247 | 0.3247 | 0.3247 | 0.3247 | 0.3247 | 0.3247 | 0.3247 | 0.3247 | 0.3247 | 0.3247 | 0.3247 | 0.3247 | 0.3247 | 0.3247 | 0.3247 | 0.3247 | 0.3247 | 0.3247 | 0.3247 | 0.3247 | 7.7928 | 2 | 15.5856 | 0.3247
WY | natural gas steam turbine | Fall | 0.3247 | 0.3247 | 0.3247 | 0.3247 | 0.3247 | 0.3247 | 0.3247 | 0.3247 | 0.3247 | 0.3247 | 0.3247 | 0.3247 | 0.3247 | 0.3247 | 0.3247 | 0.3247 | 0.3247 | 0.3247 | 0.3247 | 0.3247 | 0.3247 | 0.3247 | 0.3247 | 0.3247 | 7.7928 | 73 | 568.8744 | 0.3247
WY | natural gas steam turbine | Summer Peak | 0.3247 | 0.3247 | 0.3247 | 0.3247 | 0.3247 | 0.3247 | 0.3247 | 0.3247 | 0.3247 | 0.3247 | 0.3247 | 0.3247 | 0.3247 | 0.3247 | 0.3247 | 0.3247 | 0.3247 | 0.3247 | 0.3247 | 0.3247 | 0.3247 | 0.3247 | 0.3247 | 0.3247 | 7.7928 | 17 | 132.4776 | 0.3247
WY | natural gas steam turbine | Winter Peak | 0.3247 | 0.3247 | 0.3247 | 0.3247 | 0.3247 | 0.3247 | 0.3247 | 0.3247 | 0.3247 | 0.3247 | 0.3247 | 0.3247 | 0.3247 | 0.3247 | 0.3247 | 0.3247 | 0.3247 | 0.3247 | 0.3247 | 0.3247 | 0.3247 | 0.3247 | 0.3247 | 0.3247 | 7.7928 | 9 | 70.1352 | 0.3247

## EIA_2025
state | eps_tech | gen_2025_twh (923ER) | cap_2025_gw (860ER net summer) | key (state¦tech)
AL | biomass | 0.0243 | 0.0064 | AL¦biomass
AL | hard coal | 21.6615 | 4.728 | AL¦hard coal
AL | hydro | 8.5829 | 3.2906 | AL¦hydro
AL | natural gas combined cycle | 59.151 | 11.072 | AL¦natural gas combined cycle
AL | natural gas peaker | 1.2251 | 3.2452 | AL¦natural gas peaker
AL | natural gas steam turbine | 3.4291 | 1.6961 | AL¦natural gas steam turbine
AL | nuclear | 42.6727 | 5.4527 | AL¦nuclear
AL | other | -0.0024 | 0.001 | AL¦other
AL | petroleum | 0.0075 | 0.0426 | AL¦petroleum
AL | solar pv | 1.3233 | 0.7435 | AL¦solar pv
AR | biomass | 0.0298 | 0.0088 | AR¦biomass
AR | hard coal | 20.3432 | 4.7427 | AR¦hard coal
AR | hydro | 3.2342 | 1.2632 | AR¦hydro
AR | natural gas combined cycle | 22.0199 | 4.6163 | AR¦natural gas combined cycle
AR | natural gas peaker | 0.6779 | 0.7156 | AR¦natural gas peaker
AR | natural gas steam turbine | 0.3733 | 0.656 | AR¦natural gas steam turbine
AR | nuclear | 15.193 | 1.807 | AR¦nuclear
AR | onshore wind | 0.1762 | 0.135 | AR¦onshore wind
AR | other | 0 | 0.0112 | AR¦other
AR | petroleum | 0.0439 | 0.009 | AR¦petroleum
AR | pumped hydro | 0.1054 | 0.03 | AR¦pumped hydro
AR | solar pv | 4.619 | 2.5255 | AR¦solar pv
AZ | biomass | 0.2235 | 0.0279 | AZ¦biomass
AZ | hard coal | 9.2188 | 2.556 | AZ¦hard coal
AZ | hydro | 4.7826 | 2.7189 | AZ¦hydro
AZ | natural gas combined cycle | 47.379 | 10.2917 | AZ¦natural gas combined cycle
AZ | natural gas peaker | 2.3077 | 3.4604 | AZ¦natural gas peaker
AZ | natural gas steam turbine | 2.8553 | 1.095 | AZ¦natural gas steam turbine
AZ | nuclear | 31.3218 | 3.937 | AZ¦nuclear
AZ | onshore wind | 3.1499 | 1.2345 | AZ¦onshore wind
AZ | other | -0.5128 | 4.9478 | AZ¦other
AZ | petroleum | 0.0408 | 0.0847 | AZ¦petroleum
AZ | pumped hydro | 0.0714 | 0.2163 | AZ¦pumped hydro
AZ | solar pv | 14.6105 | 6.2624 | AZ¦solar pv
AZ | solar thermal | 0.8459 | 0.2956 | AZ¦solar thermal
CA | biomass | 2.8976 | 0.5695 | CA¦biomass
CA | geothermal | 10.913 | 1.8779 | CA¦geothermal
CA | hard coal | 0 | 0 | CA¦hard coal
CA | hydro | 28.1301 | 10.2158 | CA¦hydro
CA | natural gas combined cycle | 59.8793 | 19.4742 | CA¦natural gas combined cycle
CA | natural gas peaker | 3.6481 | 11.1646 | CA¦natural gas peaker
CA | natural gas steam turbine | 0.2655 | 3.7307 | CA¦natural gas steam turbine
CA | nuclear | 17.5584 | 2.24 | CA¦nuclear
CA | onshore wind | 15.0589 | 6.4183 | CA¦onshore wind
CA | other | -1.047 | 14.9027 | CA¦other
CA | petroleum | 0.0311 | 0.2263 | CA¦petroleum
CA | pumped hydro | 0.219 | 3.8699 | CA¦pumped hydro
CA | solar pv | 52.4808 | 23.19 | CA¦solar pv
CA | solar thermal | 1.8611 | 0.9178 | CA¦solar thermal
CO | biomass | 0.074 | 0.0161 | CO¦biomass
CO | hard coal | 14.0219 | 3.786 | CO¦hard coal
CO | hydro | 1.7168 | 0.6894 | CO¦hydro
CO | natural gas combined cycle | 14.2271 | 3.2195 | CO¦natural gas combined cycle
CO | natural gas peaker | 2.989 | 3.0001 | CO¦natural gas peaker
CO | natural gas steam turbine | 0.7736 | 0.31 | CO¦natural gas steam turbine
CO | onshore wind | 17.007 | 5.3739 | CO¦onshore wind
CO | other | -0.0539 | 0.4621 | CO¦other
CO | petroleum | 0.0135 | 0.1402 | CO¦petroleum
CO | pumped hydro | 0.0568 | 0.5785 | CO¦pumped hydro
CO | solar pv | 5.51 | 3.2344 | CO¦solar pv
CT | biomass | 0.249 | 0.0391 | CT¦biomass
CT | hard coal | 0 | 0 | CT¦hard coal
CT | hydro | 0.3023 | 0.122 | CT¦hydro
CT | municipal solid waste | 0.7945 | 0.1005 | CT¦municipal solid waste
CT | natural gas combined cycle | 23.0446 | 3.8029 | CT¦natural gas combined cycle
CT | natural gas peaker | 0.1664 | 0.488 | CT¦natural gas peaker
CT | natural gas steam turbine | 0.1001 | 0.434 | CT¦natural gas steam turbine
CT | nuclear | 16.7087 | 2.1084 | CT¦nuclear
CT | onshore wind | 0.0123 | 0.005 | CT¦onshore wind
CT | other | 0.4819 | 0.0894 | CT¦other
CT | petroleum | 0.2402 | 2.1912 | CT¦petroleum
CT | pumped hydro | -0.0024 | 0.0294 | CT¦pumped hydro
CT | solar pv | 0.6539 | 0.478 | CT¦solar pv
DE | biomass | 0.0492 | 0.01 | DE¦biomass
DE | hard coal | 0.2527 | 0 | DE¦hard coal
DE | natural gas combined cycle | 3.0573 | 1.496 | DE¦natural gas combined cycle
DE | natural gas peaker | 0.0941 | 0.184 | DE¦natural gas peaker
DE | natural gas steam turbine | 0.3882 | 0.695 | DE¦natural gas steam turbine
DE | other | 0.2323 | 0.0288 | DE¦other
DE | petroleum | 0.0714 | 0.1111 | DE¦petroleum
DE | solar pv | 0.1623 | 0.1062 | DE¦solar pv
FL | biomass | 0.7884 | 0.2727 | FL¦biomass
FL | hard coal | 10.168 | 3.5647 | FL¦hard coal
FL | hydro | 0.2285 | 0.0435 | FL¦hydro
FL | municipal solid waste | 1.635 | 0.2505 | FL¦municipal solid waste
FL | natural gas combined cycle | 181.4829 | 35.8411 | FL¦natural gas combined cycle
FL | natural gas peaker | 5.5677 | 8.9726 | FL¦natural gas peaker
FL | natural gas steam turbine | 6.8845 | 5.3619 | FL¦natural gas steam turbine
FL | nuclear | 30.5876 | 3.649 | FL¦nuclear
FL | other | -0.0251 | 1.1796 | FL¦other
FL | petroleum | 1.2179 | 1.5439 | FL¦petroleum
FL | solar pv | 24.8872 | 12.2854 | FL¦solar pv
FL | solar thermal | 0 | 0 | FL¦solar thermal
GA | biomass | 1.5609 | 0.2828 | GA¦biomass
GA | hard coal | 19.9016 | 5.78 | GA¦hard coal
GA | hydro | 2.7262 | 1.9799 | GA¦hydro
GA | natural gas combined cycle | 50.4622 | 8.0808 | GA¦natural gas combined cycle
GA | natural gas peaker | 3.5352 | 7.354 | GA¦natural gas peaker
GA | natural gas steam turbine | 1.1873 | 0.724 | GA¦natural gas steam turbine
GA | nuclear | 51.2248 | 6.289 | GA¦nuclear
GA | other | -0.017 | 0.1464 | GA¦other
GA | petroleum | 0.1604 | 1.0181 | GA¦petroleum
GA | pumped hydro | -0.8476 | 1.8974 | GA¦pumped hydro
GA | solar pv | 11.1824 | 5.3989 | GA¦solar pv
IA | biomass | 0.1404 | 0.0162 | IA¦biomass
IA | hard coal | 17.6979 | 4.4067 | IA¦hard coal
IA | hydro | 1.1497 | 0.2094 | IA¦hydro
IA | natural gas combined cycle | 7.4807 | 1.7083 | IA¦natural gas combined cycle
IA | natural gas peaker | 0.4768 | 1.3708 | IA¦natural gas peaker
IA | natural gas steam turbine | 0.3827 | 0.4828 | IA¦natural gas steam turbine
IA | onshore wind | 43.6035 | 13.2412 | IA¦onshore wind
IA | other | -0.0006 | 0.0103 | IA¦other
IA | petroleum | 0.0652 | 0.7662 | IA¦petroleum
IA | solar pv | 1.2846 | 0.6894 | IA¦solar pv
ID | biomass | 0.0708 | 0.0264 | ID¦biomass
ID | geothermal | 0.0881 | 0.0107 | ID¦geothermal
ID | hydro | 8.8507 | 2.6908 | ID¦hydro
ID | natural gas combined cycle | 3.4703 | 0.5133 | ID¦natural gas combined cycle
ID | natural gas peaker | 2.7188 | 0.5891 | ID¦natural gas peaker
ID | onshore wind | 2.8254 | 1.1283 | ID¦onshore wind
ID | other | -0.0402 | 0.459 | ID¦other
ID | petroleum | 0 | 0.0053 | ID¦petroleum
ID | solar pv | 1.6254 | 0.7 | ID¦solar pv
IL | biomass | 0.2121 | 0.0552 | IL¦biomass
IL | hard coal | 29.9767 | 6.3613 | IL¦hard coal
IL | hydro | 0.0992 | 0.0317 | IL¦hydro
IL | natural gas combined cycle | 25.887 | 5.4498 | IL¦natural gas combined cycle
IL | natural gas peaker | 3.8875 | 10.3659 | IL¦natural gas peaker
IL | natural gas steam turbine | 0.045 | 0.0282 | IL¦natural gas steam turbine
IL | nuclear | 97.6703 | 11.5956 | IL¦nuclear
IL | onshore wind | 25.1051 | 8.4287 | IL¦onshore wind
IL | other | -0.0109 | 0.1003 | IL¦other
IL | petroleum | 0.0342 | 0.6467 | IL¦petroleum
IL | solar pv | 6.528 | 4.2593 | IL¦solar pv
IN | biomass | 0.125 | 0.0333 | IN¦biomass
IN | hard coal | 49.2157 | 12.792 | IN¦hard coal
IN | hydro | 0.299 | 0.0691 | IN¦hydro
IN | natural gas combined cycle | 29.0227 | 3.9459 | IN¦natural gas combined cycle
IN | natural gas peaker | 3.4989 | 3.6595 | IN¦natural gas peaker
IN | natural gas steam turbine | 3.1885 | 0.64 | IN¦natural gas steam turbine
IN | onshore wind | 10.1804 | 3.8518 | IN¦onshore wind
IN | other | -0.0289 | 0.3493 | IN¦other
IN | petroleum | 0.1294 | 0.0628 | IN¦petroleum
IN | solar pv | 6.6355 | 4.5914 | IN¦solar pv
KS | biomass | 0.059 | 0.009 | KS¦biomass
KS | hard coal | 19.3419 | 4.7098 | KS¦hard coal
KS | hydro | 0.0233 | 0.007 | KS¦hydro
KS | natural gas combined cycle | 1.3365 | 0.2522 | KS¦natural gas combined cycle
KS | natural gas peaker | 1.6259 | 2.7443 | KS¦natural gas peaker
KS | natural gas steam turbine | 0.2386 | 0.5012 | KS¦natural gas steam turbine
KS | nuclear | 9.269 | 1.1767 | KS¦nuclear
KS | onshore wind | 29.1986 | 9.6444 | KS¦onshore wind
KS | petroleum | 0.0749 | 0.5912 | KS¦petroleum
KS | solar pv | 0.4306 | 0.2779 | KS¦solar pv
KY | biomass | 0.0909 | 0.0182 | KY¦biomass
KY | hard coal | 48.6876 | 8.631 | KY¦hard coal
KY | hydro | 4.4412 | 1.1374 | KY¦hydro
KY | natural gas combined cycle | 12.2779 | 1.791 | KY¦natural gas combined cycle
KY | natural gas peaker | 4.6411 | 5.5422 | KY¦natural gas peaker
KY | natural gas steam turbine | 1.8199 | 0.714 | KY¦natural gas steam turbine
KY | other | 0.0335 | 0 | KY¦other
KY | petroleum | 0.0768 | 0.0108 | KY¦petroleum
KY | solar pv | 1.6011 | 1.1352 | KY¦solar pv
LA | biomass | 0.0832 | 0.0111 | LA¦biomass
LA | hard coal | 5.5312 | 2.0699 | LA¦hard coal
LA | hydro | 0.9895 | 0.192 | LA¦hydro
LA | lignite | 0 | 0 | LA¦lignite
LA | natural gas combined cycle | 39.4554 | 7.7645 | LA¦natural gas combined cycle
LA | natural gas peaker | 1.2759 | 1.7752 | LA¦natural gas peaker
LA | natural gas steam turbine | 7.6056 | 4.8968 | LA¦natural gas steam turbine
LA | nuclear | 15.2546 | 2.0552 | LA¦nuclear
LA | other | 0.1813 | 0.0411 | LA¦other
LA | petroleum | 0.4508 | 0.8707 | LA¦petroleum
LA | solar pv | 2.3922 | 1.3346 | LA¦solar pv
MA | biomass | 0.1446 | 0.0349 | MA¦biomass
MA | hydro | 0.7648 | 0.2663 | MA¦hydro
MA | municipal solid waste | 0.7443 | 0.1028 | MA¦municipal solid waste
MA | natural gas combined cycle | 16.3222 | 4.5775 | MA¦natural gas combined cycle
MA | natural gas peaker | 0.4085 | 0.4418 | MA¦natural gas peaker
MA | natural gas steam turbine | 0.0335 | 0 | MA¦natural gas steam turbine
MA | onshore wind | 0.173 | 0.0833 | MA¦onshore wind
MA | other | 0.026 | 0.49 | MA¦other
MA | petroleum | 0.4006 | 1.9577 | MA¦petroleum
MA | pumped hydro | -0.439 | 1.834 | MA¦pumped hydro
MA | solar pv | 2.1311 | 1.4739 | MA¦solar pv
MD | biomass | 0.0535 | 0.0164 | MD¦biomass
MD | hard coal | 2.2936 | 1.273 | MD¦hard coal
MD | hydro | 1.5633 | 0.5149 | MD¦hydro
MD | municipal solid waste | 0.5459 | 0.1153 | MD¦municipal solid waste
MD | natural gas combined cycle | 13.0881 | 2.7207 | MD¦natural gas combined cycle
MD | natural gas peaker | 0.8778 | 1.6065 | MD¦natural gas peaker
MD | natural gas steam turbine | 1.6802 | 1.1803 | MD¦natural gas steam turbine
MD | nuclear | 14.7951 | 1.7452 | MD¦nuclear
MD | onshore wind | 0.685 | 0.2449 | MD¦onshore wind
MD | other | -0.0015 | 0.009 | MD¦other
MD | petroleum | 0.3789 | 1.5065 | MD¦petroleum
MD | solar pv | 1.1734 | 1.0484 | MD¦solar pv
ME | biomass | 0.9361 | 0.2848 | ME¦biomass
ME | hard coal | 0.0318 | 0 | ME¦hard coal
ME | hydro | 2.4915 | 0.7081 | ME¦hydro
ME | municipal solid waste | 0.0878 | 0.0115 | ME¦municipal solid waste
ME | natural gas combined cycle | 5.614 | 1.2782 | ME¦natural gas combined cycle
ME | natural gas peaker | 0.0109 | 0.178 | ME¦natural gas peaker
ME | natural gas steam turbine | 0.0007 | 0 | ME¦natural gas steam turbine
ME | onshore wind | 2.916 | 1.2143 | ME¦onshore wind
ME | other | 0.084 | 0.2373 | ME¦other
ME | petroleum | 0.148 | 0.8429 | ME¦petroleum
ME | solar pv | 1.3228 | 0.8742 | ME¦solar pv
MI | biomass | 1.343 | 0.3036 | MI¦biomass
MI | hard coal | 29.292 | 5.7265 | MI¦hard coal
MI | hydro | 1.2783 | 0.262 | MI¦hydro
MI | natural gas combined cycle | 44.1435 | 7.6466 | MI¦natural gas combined cycle
MI | natural gas peaker | 7.3138 | 3.8468 | MI¦natural gas peaker
MI | natural gas steam turbine | 1.3729 | 2.0273 | MI¦natural gas steam turbine
MI | nuclear | 27.534 | 4.0865 | MI¦nuclear
MI | onshore wind | 10.1252 | 3.7743 | MI¦onshore wind
MI | other | 0.1166 | 0.3653 | MI¦other
MI | petroleum | 1.5822 | 0.3719 | MI¦petroleum
MI | pumped hydro | -0.6375 | 2.1798 | MI¦pumped hydro
MI | solar pv | 2.791 | 1.9648 | MI¦solar pv
MN | biomass | 0.1636 | 0.0656 | MN¦biomass
MN | hard coal | 14.0067 | 3.004 | MN¦hard coal
MN | hydro | 0.7108 | 0.1942 | MN¦hydro
MN | lignite | 0 | 0 | MN¦lignite
MN | municipal solid waste | 0.3846 | 0.0697 | MN¦municipal solid waste
MN | natural gas combined cycle | 7.748 | 2.483 | MN¦natural gas combined cycle
MN | natural gas peaker | 2.7518 | 2.8513 | MN¦natural gas peaker
MN | natural gas steam turbine | 0.2746 | 0.1784 | MN¦natural gas steam turbine
MN | nuclear | 13.2133 | 1.657 | MN¦nuclear
MN | onshore wind | 14.9777 | 4.9363 | MN¦onshore wind
MN | other | 0.0399 | 0.0243 | MN¦other
MN | petroleum | 0.0182 | 0.5796 | MN¦petroleum
MN | solar pv | 2.9 | 1.8631 | MN¦solar pv
MO | biomass | 0.0526 | 0.014 | MO¦biomass
MO | hard coal | 45.9881 | 8.5525 | MO¦hard coal
MO | hydro | 1.0153 | 0.5485 | MO¦hydro
MO | natural gas combined cycle | 6.3731 | 1.9438 | MO¦natural gas combined cycle
MO | natural gas peaker | 2.0047 | 3.3984 | MO¦natural gas peaker
MO | natural gas steam turbine | 0.2518 | 0.1686 | MO¦natural gas steam turbine
MO | nuclear | 7.1162 | 1.19 | MO¦nuclear
MO | onshore wind | 6.4835 | 2.3929 | MO¦onshore wind
MO | other | 0 | 0.001 | MO¦other
MO | petroleum | 0.1334 | 0.9964 | MO¦petroleum
MO | pumped hydro | 0.1193 | 0.657 | MO¦pumped hydro
MO | solar pv | 1.4732 | 1.3357 | MO¦solar pv
MS | biomass | 0.005 | 0.0016 | MS¦biomass
MS | hard coal | 1.8022 | 1.004 | MS¦hard coal
MS | lignite | 2.3792 | 0.44 | MS¦lignite
MS | natural gas combined cycle | 51.884 | 8.4234 | MS¦natural gas combined cycle
MS | natural gas peaker | 2.0677 | 1.3602 | MS¦natural gas peaker
MS | natural gas steam turbine | 3.2069 | 1.4811 | MS¦natural gas steam turbine
MS | nuclear | 11.8072 | 1.3967 | MS¦nuclear
MS | onshore wind | 0.5002 | 0.1845 | MS¦onshore wind
MS | other | -0.0129 | 0.1015 | MS¦other
MS | petroleum | 0.0055 | 0.009 | MS¦petroleum
MS | solar pv | 2.8702 | 1.5245 | MS¦solar pv
MT | biomass | 0.0171 | 0.0032 | MT¦biomass
MT | hard coal | 9.6138 | 1.625 | MT¦hard coal
MT | hydro | 8.441 | 2.8335 | MT¦hydro
MT | lignite | 0 | 0 | MT¦lignite
MT | natural gas peaker | 1.3151 | 0.5572 | MT¦natural gas peaker
MT | natural gas steam turbine | 0.0004 | 0 | MT¦natural gas steam turbine
MT | onshore wind | 6.231 | 1.9568 | MT¦onshore wind
MT | other | 0.2639 | 0.04 | MT¦other
MT | petroleum | 0.468 | 0.054 | MT¦petroleum
MT | solar pv | 0.3428 | 0.177 | MT¦solar pv
NC | biomass | 0.5414 | 0.1418 | NC¦biomass
NC | hard coal | 17.8374 | 4.173 | NC¦hard coal
NC | hydro | 4.1459 | 2.0084 | NC¦hydro
NC | natural gas combined cycle | 35.6606 | 5.583 | NC¦natural gas combined cycle
NC | natural gas peaker | 7.637 | 6.2913 | NC¦natural gas peaker
NC | natural gas steam turbine | 11.2847 | 4.636 | NC¦natural gas steam turbine
NC | nuclear | 43.0467 | 5.1496 | NC¦nuclear
NC | onshore wind | 0.9363 | 0.397 | NC¦onshore wind
NC | other | -0.0098 | 0.3098 | NC¦other
NC | petroleum | 0.2262 | 0.4223 | NC¦petroleum
NC | pumped hydro | 0 | 0.086 | NC¦pumped hydro
NC | solar pv | 11.9107 | 6.9674 | NC¦solar pv
ND | hard coal | 8.3234 | 1.1422 | ND¦hard coal
ND | hydro | 2.0045 | 0.51 | ND¦hydro
ND | lignite | 14.1466 | 2.6695 | ND¦lignite
ND | natural gas peaker | 2.6291 | 1.1814 | ND¦natural gas peaker
ND | natural gas steam turbine | 0.1249 | 0.0941 | ND¦natural gas steam turbine
ND | onshore wind | 15.3887 | 4.7259 | ND¦onshore wind
ND | other | 0.0324 | 0.0053 | ND¦other
ND | petroleum | 0.0314 | 0.0554 | ND¦petroleum
NE | biomass | 0.0574 | 0.0048 | NE¦biomass
NE | hard coal | 18.04 | 3.7549 | NE¦hard coal
NE | hydro | 1.1514 | 0.2841 | NE¦hydro
NE | natural gas combined cycle | 0.3656 | 0.3413 | NE¦natural gas combined cycle
NE | natural gas peaker | 0.8045 | 1.8251 | NE¦natural gas peaker
NE | natural gas steam turbine | 0.2597 | 0.3783 | NE¦natural gas steam turbine
NE | nuclear | 6.922 | 0.7685 | NE¦nuclear
NE | onshore wind | 11.672 | 3.5315 | NE¦onshore wind
NE | other | -0.0001 | 0.0049 | NE¦other
NE | petroleum | 0.0641 | 0.3677 | NE¦petroleum
NE | solar pv | 0.243 | 0.1395 | NE¦solar pv
NH | biomass | 0.7549 | 0.1628 | NH¦biomass
NH | hard coal | 0.2394 | 0.4385 | NH¦hard coal
NH | hydro | 1.0978 | 0.5058 | NH¦hydro
NH | municipal solid waste | 0.0945 | 0.012 | NH¦municipal solid waste
NH | natural gas combined cycle | 5.2267 | 1.2285 | NH¦natural gas combined cycle
NH | natural gas peaker | 0 | 0 | NH¦natural gas peaker
NH | natural gas steam turbine | 0.0515 | 0 | NH¦natural gas steam turbine
NH | nuclear | 10.9102 | 1.247 | NH¦nuclear
NH | onshore wind | 0.476 | 0.2119 | NH¦onshore wind
NH | other | -0.0015 | 0.014 | NH¦other
NH | petroleum | 0.1694 | 0.4823 | NH¦petroleum
NH | solar pv | 0.0035 | 0.0044 | NH¦solar pv
NJ | biomass | 0.145 | 0.0305 | NJ¦biomass
NJ | hard coal | 0 | 0 | NJ¦hard coal
NJ | hydro | 0.0063 | 0.0123 | NJ¦hydro
NJ | municipal solid waste | 0.2459 | 0.045 | NJ¦municipal solid waste
NJ | natural gas combined cycle | 27.0796 | 8.2273 | NJ¦natural gas combined cycle
NJ | natural gas peaker | 2.0916 | 2.7346 | NJ¦natural gas peaker
NJ | natural gas steam turbine | 0.0019 | 0 | NJ¦natural gas steam turbine
NJ | nuclear | 27.9177 | 3.4589 | NJ¦nuclear
NJ | onshore wind | 0.0203 | 0.0076 | NJ¦onshore wind
NJ | other | 0.1439 | 0.1223 | NJ¦other
NJ | petroleum | 0.1627 | 0.0531 | NJ¦petroleum
NJ | pumped hydro | -0.2353 | 0.418 | NJ¦pumped hydro
NJ | solar pv | 1.4754 | 1.1123 | NJ¦solar pv
NM | biomass | 0.015 | 0.0032 | NM¦biomass
NM | geothermal | 0.0581 | 0.0086 | NM¦geothermal
NM | hard coal | 8.1816 | 1.54 | NM¦hard coal
NM | hydro | 0.125 | 0.0827 | NM¦hydro
NM | natural gas combined cycle | 5.9411 | 1.4294 | NM¦natural gas combined cycle
NM | natural gas peaker | 1.778 | 0.9956 | NM¦natural gas peaker
NM | natural gas steam turbine | 2.4723 | 0.673 | NM¦natural gas steam turbine
NM | onshore wind | 14.3893 | 4.4275 | NM¦onshore wind
NM | other | -0.1 | 1.0342 | NM¦other
NM | petroleum | 0.0004 | 0.017 | NM¦petroleum
NM | solar pv | 6.1036 | 2.9053 | NM¦solar pv
NV | biomass | 0.0507 | 0.0098 | NV¦biomass
NV | geothermal | 3.7527 | 0.6535 | NV¦geothermal
NV | hard coal | 2.5887 | 0.4864 | NV¦hard coal
NV | hydro | 1.8809 | 1.0517 | NV¦hydro
NV | natural gas combined cycle | 21.5762 | 5.703 | NV¦natural gas combined cycle
NV | natural gas peaker | 0.3208 | 1.6216 | NV¦natural gas peaker
NV | natural gas steam turbine | 0.5131 | 0.588 | NV¦natural gas steam turbine
NV | onshore wind | 0.3506 | 0.15 | NV¦onshore wind
NV | other | -0.2274 | 1.6943 | NV¦other
NV | petroleum | 0.0073 | 0.006 | NV¦petroleum
NV | solar pv | 13.7165 | 5.1805 | NV¦solar pv
NV | solar thermal | 0.1479 | 0.1785 | NV¦solar thermal
NY | biomass | 0.5463 | 0.1105 | NY¦biomass
NY | hard coal | 0 | 0 | NY¦hard coal
NY | hydro | 24.8832 | 4.5523 | NY¦hydro
NY | municipal solid waste | 0.3828 | 0.0533 | NY¦municipal solid waste
NY | natural gas combined cycle | 44.3656 | 9.8131 | NY¦natural gas combined cycle
NY | natural gas peaker | 3.8885 | 2.3777 | NY¦natural gas peaker
NY | natural gas steam turbine | 12.766 | 9.6112 | NY¦natural gas steam turbine
NY | nuclear | 28.4076 | 3.3259 | NY¦nuclear
NY | offshore wind | 0.5363 | 0.13 | NY¦offshore wind
NY | onshore wind | 6.5216 | 2.7336 | NY¦onshore wind
NY | other | 0.3323 | 0.3269 | NY¦other
NY | petroleum | 1.1956 | 3.2372 | NY¦petroleum
NY | pumped hydro | -0.49 | 1.4105 | NY¦pumped hydro
NY | solar pv | 4.3138 | 3.0739 | NY¦solar pv
OH | biomass | 0.133 | 0.0345 | OH¦biomass
OH | hard coal | 35.748 | 6.6205 | OH¦hard coal
OH | hydro | 0.4825 | 0.0967 | OH¦hydro
OH | natural gas combined cycle | 70.1594 | 10.4835 | OH¦natural gas combined cycle
OH | natural gas peaker | 8.4528 | 5.7393 | OH¦natural gas peaker
OH | natural gas steam turbine | 0.0625 | 0.023 | OH¦natural gas steam turbine
OH | nuclear | 17.1419 | 2.134 | OH¦nuclear
OH | onshore wind | 2.8955 | 1.0561 | OH¦onshore wind
OH | other | 0.5695 | 0.1109 | OH¦other
OH | petroleum | 1.2795 | 0.6338 | OH¦petroleum
OH | solar pv | 7.9907 | 4.4691 | OH¦solar pv
OK | biomass | 0.0147 | 0.0028 | OK¦biomass
OK | hard coal | 9.354 | 3.2589 | OK¦hard coal
OK | hydro | 1.9126 | 0.8397 | OK¦hydro
OK | natural gas combined cycle | 31.2552 | 7.321 | OK¦natural gas combined cycle
OK | natural gas peaker | 1.5607 | 1.8019 | OK¦natural gas peaker
OK | natural gas steam turbine | 7.2267 | 5.3205 | OK¦natural gas steam turbine
OK | onshore wind | 37.2892 | 13.5937 | OK¦onshore wind
OK | other | -0.0001 | 0.432 | OK¦other
OK | petroleum | 0.0333 | 0.0446 | OK¦petroleum
OK | pumped hydro | -0.0338 | 0.2415 | OK¦pumped hydro
OK | solar pv | 0.7124 | 0.5232 | OK¦solar pv
OR | biomass | 0.3305 | 0.0856 | OR¦biomass
OR | geothermal | 0.1523 | 0.0195 | OR¦geothermal
OR | hydro | 28.6972 | 8.2848 | OR¦hydro
OR | municipal solid waste | 0 | 0 | OR¦municipal solid waste
OR | natural gas combined cycle | 21.3712 | 3.3945 | OR¦natural gas combined cycle
OR | natural gas peaker | 1.3284 | 0.3532 | OR¦natural gas peaker
OR | natural gas steam turbine | 0 | 0 | OR¦natural gas steam turbine
OR | onshore wind | 8.9653 | 4.1704 | OR¦onshore wind
OR | other | -0.0696 | 0.522 | OR¦other
OR | petroleum | 0 | 0 | OR¦petroleum
OR | solar pv | 2.6194 | 1.2899 | OR¦solar pv
PA | biomass | 0.3945 | 0.1001 | PA¦biomass
PA | hard coal | 17.5555 | 4.5958 | PA¦hard coal
PA | hydro | 2.5327 | 0.9295 | PA¦hydro
PA | municipal solid waste | 1.1277 | 0.1706 | PA¦municipal solid waste
PA | natural gas combined cycle | 125.2059 | 18.7675 | PA¦natural gas combined cycle
PA | natural gas peaker | 3.4802 | 1.9339 | PA¦natural gas peaker
PA | natural gas steam turbine | 11.4307 | 6.3739 | PA¦natural gas steam turbine
PA | nuclear | 75.0492 | 9.896 | PA¦nuclear
PA | onshore wind | 3.857 | 1.5526 | PA¦onshore wind
PA | other | -0.0094 | 0.0546 | PA¦other
PA | petroleum | 0.2869 | 1.3192 | PA¦petroleum
PA | pumped hydro | -0.9439 | 1.4915 | PA¦pumped hydro
PA | solar pv | 1.6976 | 1.1165 | PA¦solar pv
RI | biomass | 0.186 | 0.0401 | RI¦biomass
RI | hard coal | 0 | 0 | RI¦hard coal
RI | hydro | 0.0104 | 0.0043 | RI¦hydro
RI | natural gas combined cycle | 8.4668 | 1.7974 | RI¦natural gas combined cycle
RI | offshore wind | 0.0874 | 0.0293 | RI¦offshore wind
RI | onshore wind | 0.098 | 0.0435 | RI¦onshore wind
RI | other | -0.0003 | 0.003 | RI¦other
RI | petroleum | 0.0674 | 0.0071 | RI¦petroleum
RI | solar pv | 0.6849 | 0.4393 | RI¦solar pv
SC | biomass | 0.4237 | 0.0829 | SC¦biomass
SC | hard coal | 18.1487 | 4.754 | SC¦hard coal
SC | hydro | 1.781 | 1.292 | SC¦hydro
SC | natural gas combined cycle | 18.5512 | 3.271 | SC¦natural gas combined cycle
SC | natural gas peaker | 2.3475 | 2.6249 | SC¦natural gas peaker
SC | natural gas steam turbine | 1.6683 | 0.76 | SC¦natural gas steam turbine
SC | nuclear | 56.6705 | 6.6462 | SC¦nuclear
SC | other | 0.0052 | 0.088 | SC¦other
SC | petroleum | 0.109 | 0.2114 | SC¦petroleum
SC | pumped hydro | -0.2833 | 2.996 | SC¦pumped hydro
SC | solar pv | 3.221 | 1.9206 | SC¦solar pv
SD | biomass | 0 | 0 | SD¦biomass
SD | hard coal | 2.0261 | 0.4776 | SD¦hard coal
SD | hydro | 4.1944 | 1.598 | SD¦hydro
SD | natural gas combined cycle | 1.1679 | 0.295 | SD¦natural gas combined cycle
SD | natural gas peaker | 1.2403 | 0.9726 | SD¦natural gas peaker
SD | onshore wind | 12.725 | 3.4651 | SD¦onshore wind
SD | other | 0 | 0.0008 | SD¦other
SD | petroleum | 0.0074 | 0.2075 | SD¦petroleum
SD | solar pv | 0.4369 | 0.209 | SD¦solar pv
TN | biomass | 0.0749 | 0.0142 | TN¦biomass
TN | hard coal | 17.6311 | 4.593 | TN¦hard coal
TN | hydro | 8.84 | 2.6086 | TN¦hydro
TN | natural gas combined cycle | 13.9851 | 2.4551 | TN¦natural gas combined cycle
TN | natural gas peaker | 2.4529 | 3.5698 | TN¦natural gas peaker
TN | nuclear | 29.3332 | 4.5227 | TN¦nuclear
TN | onshore wind | 0 | 0 | TN¦onshore wind
TN | petroleum | 0.1269 | 0.136 | TN¦petroleum
TN | pumped hydro | -0.5375 | 1.6163 | TN¦pumped hydro
TN | solar pv | 1.2668 | 0.8205 | TN¦solar pv
TX | biomass | 0.3763 | 0.1695 | TX¦biomass
TX | hard coal | 54.3045 | 13.2716 | TX¦hard coal
TX | hydro | 1.0749 | 0.7121 | TX¦hydro
TX | lignite | 14.5846 | 2.406 | TX¦lignite
TX | natural gas combined cycle | 200.0727 | 39.0952 | TX¦natural gas combined cycle
TX | natural gas peaker | 18.6342 | 11.3032 | TX¦natural gas peaker
TX | natural gas steam turbine | 30.5153 | 16.2377 | TX¦natural gas steam turbine
TX | nuclear | 41.8408 | 4.98 | TX¦nuclear
TX | onshore wind | 130.1114 | 43.9924 | TX¦onshore wind
TX | other | 0.3009 | 13.7534 | TX¦other
TX | petroleum | 0.1886 | 0.6193 | TX¦petroleum
TX | solar pv | 63.2431 | 29.9949 | TX¦solar pv
UT | biomass | 0.0478 | 0.0106 | UT¦biomass
UT | geothermal | 0.4697 | 0.0707 | UT¦geothermal
UT | hard coal | 18.0068 | 2.781 | UT¦hard coal
UT | hydro | 0.4816 | 0.2463 | UT¦hydro
UT | natural gas combined cycle | 10.2158 | 2.77 | UT¦natural gas combined cycle
UT | natural gas peaker | 0.7587 | 0.5522 | UT¦natural gas peaker
UT | natural gas steam turbine | 0.2283 | 0.2375 | UT¦natural gas steam turbine
UT | onshore wind | 0.7937 | 0.3897 | UT¦onshore wind
UT | other | 0.0094 | 0.2094 | UT¦other
UT | petroleum | 0.0311 | 0.0278 | UT¦petroleum
UT | solar pv | 6.1621 | 3.0114 | UT¦solar pv
UT | solar thermal | 0 | 0.0001 | UT¦solar thermal
VA | biomass | 1.7319 | 0.2916 | VA¦biomass
VA | hard coal | 3.5082 | 1.4871 | VA¦hard coal
VA | hydro | 1.0349 | 0.8641 | VA¦hydro
VA | natural gas combined cycle | 55.4726 | 8.9371 | VA¦natural gas combined cycle
VA | natural gas peaker | 4.9626 | 4.1893 | VA¦natural gas peaker
VA | natural gas steam turbine | 0.3444 | 0.515 | VA¦natural gas steam turbine
VA | nuclear | 28.2142 | 3.568 | VA¦nuclear
VA | offshore wind | 0.0499 | 0.012 | VA¦offshore wind
VA | other | -0.0027 | 0.0806 | VA¦other
VA | petroleum | 0.6396 | 0.7358 | VA¦petroleum
VA | pumped hydro | -1.4808 | 3.169 | VA¦pumped hydro
VA | solar pv | 8.8745 | 5.162 | VA¦solar pv
VT | biomass | 0.4239 | 0.0792 | VT¦biomass
VT | hydro | 1.0109 | 0.331 | VT¦hydro
VT | natural gas steam turbine | 0.0003 | 0 | VT¦natural gas steam turbine
VT | onshore wind | 0.3843 | 0.1502 | VT¦onshore wind
VT | other | -0.0003 | 0.0209 | VT¦other
VT | petroleum | 0.0039 | 0.1176 | VT¦petroleum
VT | solar pv | 0.2104 | 0.1551 | VT¦solar pv
WA | biomass | 0.32 | 0.0599 | WA¦biomass
WA | hard coal | 3.1422 | 0.67 | WA¦hard coal
WA | hydro | 64.6617 | 21.5022 | WA¦hydro
WA | municipal solid waste | 0.1345 | 0.0227 | WA¦municipal solid waste
WA | natural gas combined cycle | 15.052 | 2.6366 | WA¦natural gas combined cycle
WA | natural gas peaker | 0.3195 | 0.6238 | WA¦natural gas peaker
WA | natural gas steam turbine | 0.0002 | 0 | WA¦natural gas steam turbine
WA | nuclear | 7.7481 | 1.151 | WA¦nuclear
WA | onshore wind | 8.081 | 3.3731 | WA¦onshore wind
WA | other | -0.0003 | 0.004 | WA¦other
WA | petroleum | 0.0121 | 0.0025 | WA¦petroleum
WA | pumped hydro | -0.0026 | 0.314 | WA¦pumped hydro
WA | solar pv | 0.6288 | 0.2683 | WA¦solar pv
WI | biomass | 0.8094 | 0.1897 | WI¦biomass
WI | hard coal | 23.3009 | 4.6948 | WI¦hard coal
WI | hydro | 1.8198 | 0.388 | WI¦hydro
WI | municipal solid waste | 0.0307 | 0.016 | WI¦municipal solid waste
WI | natural gas combined cycle | 19.5582 | 3.4258 | WI¦natural gas combined cycle
WI | natural gas peaker | 2.4828 | 3.2748 | WI¦natural gas peaker
WI | natural gas steam turbine | 0.691 | 0.3596 | WI¦natural gas steam turbine
WI | nuclear | 10.1755 | 1.1895 | WI¦nuclear
WI | onshore wind | 1.9336 | 0.8133 | WI¦onshore wind
WI | other | 0.0069 | 0.2907 | WI¦other
WI | petroleum | 0.1065 | 0.5553 | WI¦petroleum
WI | solar pv | 3.9715 | 2.532 | WI¦solar pv
WV | biomass | 0.0068 | 0.0032 | WV¦biomass
WV | hard coal | 46.2717 | 12.5425 | WV¦hard coal
WV | hydro | 1.0459 | 0.2378 | WV¦hydro
WV | natural gas peaker | 2.5703 | 1.0911 | WV¦natural gas peaker
WV | natural gas steam turbine | 0.1397 | 0 | WV¦natural gas steam turbine
WV | onshore wind | 1.9913 | 0.8552 | WV¦onshore wind
WV | other | -0.0056 | 0.0315 | WV¦other
WV | petroleum | 0.1419 | 0.011 | WV¦petroleum
WV | solar pv | 0.2331 | 0.1302 | WV¦solar pv
WY | hard coal | 26.0015 | 4.93 | WY¦hard coal
WY | hydro | 0.8296 | 0.3071 | WY¦hydro
WY | natural gas combined cycle | 0.4991 | 0.094 | WY¦natural gas combined cycle
WY | natural gas peaker | 0.1543 | 0.145 | WY¦natural gas peaker
WY | natural gas steam turbine | 3.31 | 1.317 | WY¦natural gas steam turbine
WY | onshore wind | 12.7251 | 4.5843 | WY¦onshore wind
WY | petroleum | 0.0527 | 0.0047 | WY¦petroleum
WY | solar pv | 0.496 | 0.242 | WY¦solar pv

## EIA_2024
state | eps_tech | basis | gen_2024_twh (923 via BHRaSYC) | cap_2024_gw (860 net summer via BHRaSYC) | key (state¦tech)
AL | biomass | BHRaSYC 2024 (tech-level) | 0.0368 | 0.0064 | AL¦biomass
AL | hard coal | BHRaSYC 2024 (tech-level) | 20.9362 | 4.728 | AL¦hard coal
AL | hydro | BHRaSYC 2024 (tech-level) | 8.3573 | 3.2906 | AL¦hydro
AL | natural gas combined cycle | BHRaSYC 2024 (tech-level) | 58.5823 | 11.072 | AL¦natural gas combined cycle
AL | natural gas peaker | BHRaSYC 2024 (tech-level) | 1.0923 | 3.2202 | AL¦natural gas peaker
AL | natural gas steam turbine | BHRaSYC 2024 (tech-level) | 3.1471 | 1.6961 | AL¦natural gas steam turbine
AL | nuclear | BHRaSYC 2024 (tech-level) | 44.4872 | 5.4527 | AL¦nuclear
AL | other | BHRaSYC 2024 (tech-level) | -0.0016 | 0.026 | AL¦other
AL | petroleum | BHRaSYC 2024 (tech-level) | 0.0034 | 0.0426 | AL¦petroleum
AL | solar pv | BHRaSYC 2024 (tech-level) | 1.2551 | 0.6635 | AL¦solar pv
AR | biomass | BHRaSYC 2024 (tech-level) | 0.0272 | 0.0088 | AR¦biomass
AR | hard coal | BHRaSYC 2024 (tech-level) | 15.628 | 4.7296 | AR¦hard coal
AR | hydro | BHRaSYC 2024 (tech-level) | 3.1345 | 1.2645 | AR¦hydro
AR | natural gas combined cycle | BHRaSYC 2024 (tech-level) | 23.5404 | 4.6082 | AR¦natural gas combined cycle
AR | natural gas peaker | BHRaSYC 2024 (tech-level) | 0.5934 | 0.7156 | AR¦natural gas peaker
AR | natural gas steam turbine | BHRaSYC 2024 (tech-level) | 0.3567 | 0.656 | AR¦natural gas steam turbine
AR | nuclear | BHRaSYC 2024 (tech-level) | 14.7628 | 1.821 | AR¦nuclear
AR | other | BHRaSYC 2024 (tech-level) | 0.0765 | 0.0412 | AR¦other
AR | petroleum | BHRaSYC 2024 (tech-level) | 0.0544 | 0.009 | AR¦petroleum
AR | solar pv | BHRaSYC 2024 (tech-level) | 2.308 | 1.7725 | AR¦solar pv
AZ | biomass | BHRaSYC 2024 (tech-level) | 0.1844 | 0.0279 | AZ¦biomass
AZ | hard coal | BHRaSYC 2024 (tech-level) | 9.8147 | 2.936 | AZ¦hard coal
AZ | hydro | BHRaSYC 2024 (tech-level) | 5.3138 | 2.7206 | AZ¦hydro
AZ | natural gas combined cycle | BHRaSYC 2024 (tech-level) | 49.138 | 10.1161 | AZ¦natural gas combined cycle
AZ | natural gas peaker | BHRaSYC 2024 (tech-level) | 2.7841 | 3.3031 | AZ¦natural gas peaker
AZ | natural gas steam turbine | BHRaSYC 2024 (tech-level) | 3.0309 | 1.095 | AZ¦natural gas steam turbine
AZ | nuclear | BHRaSYC 2024 (tech-level) | 32.3881 | 3.937 | AZ¦nuclear
AZ | onshore wind | BHRaSYC 2024 (tech-level) | 2.5405 | 1.2345 | AZ¦onshore wind
AZ | other | BHRaSYC 2024 (tech-level) | -0.1555 | 2.3373 | AZ¦other
AZ | petroleum | BHRaSYC 2024 (tech-level) | 0.0299 | 0.0847 | AZ¦petroleum
AZ | solar pv | BHRaSYC 2024 (tech-level) | 9.9428 | 4.7302 | AZ¦solar pv
AZ | solar thermal | BHRaSYC 2024 (tech-level) | 0.8282 | 0.2956 | AZ¦solar thermal
CA | biomass | BHRaSYC 2024 (tech-level) | 3.2637 | 0.5729 | CA¦biomass
CA | geothermal | BHRaSYC 2024 (tech-level) | 10.5245 | 1.8812 | CA¦geothermal
CA | hard coal | BHRaSYC 2024 (tech-level) | 0 | 0 | CA¦hard coal
CA | hydro | BHRaSYC 2024 (tech-level) | 29.4357 | 10.2074 | CA¦hydro
CA | municipal solid waste | BHRaSYC 2024 (tech-level) | 0.0098 | 0 | CA¦municipal solid waste
CA | natural gas combined cycle | BHRaSYC 2024 (tech-level) | 68.996 | 19.4253 | CA¦natural gas combined cycle
CA | natural gas peaker | BHRaSYC 2024 (tech-level) | 5.9436 | 11.1571 | CA¦natural gas peaker
CA | natural gas steam turbine | BHRaSYC 2024 (tech-level) | 0.4839 | 3.7307 | CA¦natural gas steam turbine
CA | nuclear | BHRaSYC 2024 (tech-level) | 18.3788 | 2.24 | CA¦nuclear
CA | onshore wind | BHRaSYC 2024 (tech-level) | 15.6265 | 6.4287 | CA¦onshore wind
CA | other | BHRaSYC 2024 (tech-level) | -0.6159 | 15.688 | CA¦other
CA | petroleum | BHRaSYC 2024 (tech-level) | 0.0364 | 0.224 | CA¦petroleum
CA | solar pv | BHRaSYC 2024 (tech-level) | 45.9005 | 21.0873 | CA¦solar pv
CA | solar thermal | BHRaSYC 2024 (tech-level) | 2.0453 | 0.9178 | CA¦solar thermal
CO | biomass | BHRaSYC 2024 (tech-level) | 0.088 | 0.0287 | CO¦biomass
CO | hard coal | BHRaSYC 2024 (tech-level) | 16.4777 | 3.786 | CO¦hard coal
CO | hydro | BHRaSYC 2024 (tech-level) | 1.646 | 0.6894 | CO¦hydro
CO | natural gas combined cycle | BHRaSYC 2024 (tech-level) | 14.2321 | 3.2195 | CO¦natural gas combined cycle
CO | natural gas peaker | BHRaSYC 2024 (tech-level) | 3.0187 | 2.8621 | CO¦natural gas peaker
CO | natural gas steam turbine | BHRaSYC 2024 (tech-level) | 0.5017 | 0.364 | CO¦natural gas steam turbine
CO | onshore wind | BHRaSYC 2024 (tech-level) | 17.5993 | 5.3349 | CO¦onshore wind
CO | other | BHRaSYC 2024 (tech-level) | 0.0182 | 0.9206 | CO¦other
CO | petroleum | BHRaSYC 2024 (tech-level) | 0.0419 | 0.1481 | CO¦petroleum
CO | solar pv | BHRaSYC 2024 (tech-level) | 4.905 | 2.3495 | CO¦solar pv
CT | biomass | BHRaSYC 2024 (tech-level) | 0.2039 | 0.0391 | CT¦biomass
CT | hard coal | BHRaSYC 2024 (tech-level) | 0 | 0 | CT¦hard coal
CT | hydro | BHRaSYC 2024 (tech-level) | 0.3688 | 0.1192 | CT¦hydro
CT | municipal solid waste | BHRaSYC 2024 (tech-level) | 0.7712 | 0.1005 | CT¦municipal solid waste
CT | natural gas combined cycle | BHRaSYC 2024 (tech-level) | 24.3746 | 3.8352 | CT¦natural gas combined cycle
CT | natural gas peaker | BHRaSYC 2024 (tech-level) | 0.1353 | 0.4977 | CT¦natural gas peaker
CT | natural gas steam turbine | BHRaSYC 2024 (tech-level) | 0.0569 | 0.434 | CT¦natural gas steam turbine
CT | nuclear | BHRaSYC 2024 (tech-level) | 16.8703 | 2.1042 | CT¦nuclear
CT | onshore wind | BHRaSYC 2024 (tech-level) | 0.0104 | 0.005 | CT¦onshore wind
CT | other | BHRaSYC 2024 (tech-level) | 0.5749 | 0.1208 | CT¦other
CT | petroleum | BHRaSYC 2024 (tech-level) | 0.0793 | 2.1972 | CT¦petroleum
CT | solar pv | BHRaSYC 2024 (tech-level) | 0.4705 | 0.3142 | CT¦solar pv
DE | biomass | BHRaSYC 2024 (tech-level) | 0.0266 | 0.01 | DE¦biomass
DE | hard coal | BHRaSYC 2024 (tech-level) | 0.1439 | 0.41 | DE¦hard coal
DE | natural gas combined cycle | BHRaSYC 2024 (tech-level) | 2.6584 | 1.496 | DE¦natural gas combined cycle
DE | natural gas peaker | BHRaSYC 2024 (tech-level) | 0.1021 | 0.184 | DE¦natural gas peaker
DE | natural gas steam turbine | BHRaSYC 2024 (tech-level) | 0.3147 | 0.695 | DE¦natural gas steam turbine
DE | other | BHRaSYC 2024 (tech-level) | 0.2116 | 0.0288 | DE¦other
DE | petroleum | BHRaSYC 2024 (tech-level) | 0.0185 | 0.1111 | DE¦petroleum
DE | solar pv | BHRaSYC 2024 (tech-level) | 0.1576 | 0.0919 | DE¦solar pv
FL | biomass | BHRaSYC 2024 (tech-level) | 0.6298 | 0.2718 | FL¦biomass
FL | hard coal | BHRaSYC 2024 (tech-level) | 7.8274 | 3.5647 | FL¦hard coal
FL | hydro | BHRaSYC 2024 (tech-level) | 0.1772 | 0.0435 | FL¦hydro
FL | municipal solid waste | BHRaSYC 2024 (tech-level) | 1.4872 | 0.2505 | FL¦municipal solid waste
FL | natural gas combined cycle | BHRaSYC 2024 (tech-level) | 189.1546 | 35.8197 | FL¦natural gas combined cycle
FL | natural gas peaker | BHRaSYC 2024 (tech-level) | 6.2372 | 8.8382 | FL¦natural gas peaker
FL | natural gas steam turbine | BHRaSYC 2024 (tech-level) | 7.6378 | 5.4189 | FL¦natural gas steam turbine
FL | nuclear | BHRaSYC 2024 (tech-level) | 29.0536 | 3.666 | FL¦nuclear
FL | other | BHRaSYC 2024 (tech-level) | -0.0244 | 0.5757 | FL¦other
FL | petroleum | BHRaSYC 2024 (tech-level) | 0.8074 | 1.5949 | FL¦petroleum
FL | solar pv | BHRaSYC 2024 (tech-level) | 18.6386 | 10.9429 | FL¦solar pv
FL | solar thermal | BHRaSYC 2024 (tech-level) | 0 | 0 | FL¦solar thermal
GA | biomass | BHRaSYC 2024 (tech-level) | 1.7852 | 0.2943 | GA¦biomass
GA | hard coal | BHRaSYC 2024 (tech-level) | 17.7161 | 5.78 | GA¦hard coal
GA | hydro | BHRaSYC 2024 (tech-level) | 2.9344 | 1.9799 | GA¦hydro
GA | natural gas combined cycle | BHRaSYC 2024 (tech-level) | 50.5192 | 8.0908 | GA¦natural gas combined cycle
GA | natural gas peaker | BHRaSYC 2024 (tech-level) | 3.4206 | 7.3637 | GA¦natural gas peaker
GA | natural gas steam turbine | BHRaSYC 2024 (tech-level) | 2.0964 | 0.724 | GA¦natural gas steam turbine
GA | nuclear | BHRaSYC 2024 (tech-level) | 47.9759 | 6.289 | GA¦nuclear
GA | other | BHRaSYC 2024 (tech-level) | -0.7646 | 2.0438 | GA¦other
GA | petroleum | BHRaSYC 2024 (tech-level) | 0.0805 | 1.0143 | GA¦petroleum
GA | solar pv | BHRaSYC 2024 (tech-level) | 9.1829 | 4.9994 | GA¦solar pv
IA | biomass | BHRaSYC 2024 (tech-level) | 0.1311 | 0.0162 | IA¦biomass
IA | hard coal | BHRaSYC 2024 (tech-level) | 13.0304 | 4.3929 | IA¦hard coal
IA | hydro | BHRaSYC 2024 (tech-level) | 1.0305 | 0.2094 | IA¦hydro
IA | natural gas combined cycle | BHRaSYC 2024 (tech-level) | 8.0316 | 1.7007 | IA¦natural gas combined cycle
IA | natural gas peaker | BHRaSYC 2024 (tech-level) | 0.5095 | 1.3649 | IA¦natural gas peaker
IA | natural gas steam turbine | BHRaSYC 2024 (tech-level) | 0.3699 | 0.4708 | IA¦natural gas steam turbine
IA | onshore wind | BHRaSYC 2024 (tech-level) | 44.2751 | 12.8645 | IA¦onshore wind
IA | other | BHRaSYC 2024 (tech-level) | -0.0007 | 0.0103 | IA¦other
IA | petroleum | BHRaSYC 2024 (tech-level) | 0.0423 | 0.7759 | IA¦petroleum
IA | solar pv | BHRaSYC 2024 (tech-level) | 0.6635 | 0.6761 | IA¦solar pv
ID | biomass | BHRaSYC 2024 (tech-level) | 0.0756 | 0.0264 | ID¦biomass
ID | geothermal | BHRaSYC 2024 (tech-level) | 0.092 | 0.01 | ID¦geothermal
ID | hydro | BHRaSYC 2024 (tech-level) | 9.1503 | 2.6538 | ID¦hydro
ID | natural gas combined cycle | BHRaSYC 2024 (tech-level) | 3.2 | 0.5154 | ID¦natural gas combined cycle
ID | natural gas peaker | BHRaSYC 2024 (tech-level) | 2.8822 | 0.569 | ID¦natural gas peaker
ID | onshore wind | BHRaSYC 2024 (tech-level) | 3.0159 | 1.1283 | ID¦onshore wind
ID | other | BHRaSYC 2024 (tech-level) | -0.0013 | 0.04 | ID¦other
ID | petroleum | BHRaSYC 2024 (tech-level) | 0 | 0.0056 | ID¦petroleum
ID | solar pv | BHRaSYC 2024 (tech-level) | 1.0151 | 0.5 | ID¦solar pv
IL | biomass | BHRaSYC 2024 (tech-level) | 0.2244 | 0.0552 | IL¦biomass
IL | hard coal | BHRaSYC 2024 (tech-level) | 26.2981 | 6.3567 | IL¦hard coal
IL | hydro | BHRaSYC 2024 (tech-level) | 0.0749 | 0.0317 | IL¦hydro
IL | natural gas combined cycle | BHRaSYC 2024 (tech-level) | 25.8043 | 5.4492 | IL¦natural gas combined cycle
IL | natural gas peaker | BHRaSYC 2024 (tech-level) | 3.0047 | 10.3721 | IL¦natural gas peaker
IL | natural gas steam turbine | BHRaSYC 2024 (tech-level) | 0.0567 | 0.0282 | IL¦natural gas steam turbine
IL | nuclear | BHRaSYC 2024 (tech-level) | 99.2119 | 11.5916 | IL¦nuclear
IL | onshore wind | BHRaSYC 2024 (tech-level) | 24.9065 | 7.872 | IL¦onshore wind
IL | other | BHRaSYC 2024 (tech-level) | -0.0051 | 0.1003 | IL¦other
IL | petroleum | BHRaSYC 2024 (tech-level) | 0.0206 | 0.65 | IL¦petroleum
IL | solar pv | BHRaSYC 2024 (tech-level) | 3.0527 | 2.955 | IL¦solar pv
IN | biomass | BHRaSYC 2024 (tech-level) | 0.1362 | 0.0333 | IN¦biomass
IN | hard coal | BHRaSYC 2024 (tech-level) | 40.5152 | 12.7214 | IN¦hard coal
IN | hydro | BHRaSYC 2024 (tech-level) | 0.3685 | 0.0691 | IN¦hydro
IN | natural gas combined cycle | BHRaSYC 2024 (tech-level) | 29.7528 | 3.8923 | IN¦natural gas combined cycle
IN | natural gas peaker | BHRaSYC 2024 (tech-level) | 4.4922 | 3.2216 | IN¦natural gas peaker
IN | natural gas steam turbine | BHRaSYC 2024 (tech-level) | 3.364 | 0.64 | IN¦natural gas steam turbine
IN | onshore wind | BHRaSYC 2024 (tech-level) | 10.3122 | 3.6391 | IN¦onshore wind
IN | other | BHRaSYC 2024 (tech-level) | -0.002 | 0.093 | IN¦other
IN | petroleum | BHRaSYC 2024 (tech-level) | 0.1188 | 0.0628 | IN¦petroleum
IN | solar pv | BHRaSYC 2024 (tech-level) | 3.0896 | 2.4892 | IN¦solar pv
KS | biomass | BHRaSYC 2024 (tech-level) | 0.0555 | 0.009 | KS¦biomass
KS | hard coal | BHRaSYC 2024 (tech-level) | 13.0792 | 4.695 | KS¦hard coal
KS | hydro | BHRaSYC 2024 (tech-level) | 0.02 | 0.007 | KS¦hydro
KS | natural gas combined cycle | BHRaSYC 2024 (tech-level) | 1.251 | 0.247 | KS¦natural gas combined cycle
KS | natural gas peaker | BHRaSYC 2024 (tech-level) | 2.9164 | 2.7221 | KS¦natural gas peaker
KS | natural gas steam turbine | BHRaSYC 2024 (tech-level) | 0.7925 | 0.8001 | KS¦natural gas steam turbine
KS | nuclear | BHRaSYC 2024 (tech-level) | 9.2042 | 1.1767 | KS¦nuclear
KS | onshore wind | BHRaSYC 2024 (tech-level) | 29.7702 | 9.036 | KS¦onshore wind
KS | petroleum | BHRaSYC 2024 (tech-level) | 0.0975 | 0.5401 | KS¦petroleum
KS | solar pv | BHRaSYC 2024 (tech-level) | 0.1216 | 0.0658 | KS¦solar pv
KY | biomass | BHRaSYC 2024 (tech-level) | 0.0982 | 0.0182 | KY¦biomass
KY | hard coal | BHRaSYC 2024 (tech-level) | 44.8293 | 8.631 | KY¦hard coal
KY | hydro | BHRaSYC 2024 (tech-level) | 4.1137 | 1.1374 | KY¦hydro
KY | natural gas combined cycle | BHRaSYC 2024 (tech-level) | 10.2359 | 1.791 | KY¦natural gas combined cycle
KY | natural gas peaker | BHRaSYC 2024 (tech-level) | 4.979 | 5.5766 | KY¦natural gas peaker
KY | natural gas steam turbine | BHRaSYC 2024 (tech-level) | 1.8382 | 0.714 | KY¦natural gas steam turbine
KY | other | BHRaSYC 2024 (tech-level) | 0.0117 | 0 | KY¦other
KY | petroleum | BHRaSYC 2024 (tech-level) | 0.0581 | 0.0108 | KY¦petroleum
KY | solar pv | BHRaSYC 2024 (tech-level) | 0.2751 | 0.4252 | KY¦solar pv
LA | biomass | BHRaSYC 2024 (tech-level) | 0.078 | 0.0111 | LA¦biomass
LA | hard coal | BHRaSYC 2024 (tech-level) | 3.6998 | 2.1216 | LA¦hard coal
LA | hydro | BHRaSYC 2024 (tech-level) | 0.8852 | 0.192 | LA¦hydro
LA | lignite | BHRaSYC 2024 (tech-level) | 0 | 0 | LA¦lignite
LA | natural gas combined cycle | BHRaSYC 2024 (tech-level) | 40.9964 | 7.0891 | LA¦natural gas combined cycle
LA | natural gas peaker | BHRaSYC 2024 (tech-level) | 0.9578 | 1.7758 | LA¦natural gas peaker
LA | natural gas steam turbine | BHRaSYC 2024 (tech-level) | 9.1668 | 4.9011 | LA¦natural gas steam turbine
LA | nuclear | BHRaSYC 2024 (tech-level) | 14.6516 | 2.0515 | LA¦nuclear
LA | other | BHRaSYC 2024 (tech-level) | 0.2012 | 0.0411 | LA¦other
LA | petroleum | BHRaSYC 2024 (tech-level) | 0.0466 | 0.839 | LA¦petroleum
LA | solar pv | BHRaSYC 2024 (tech-level) | 1.1986 | 1.0526 | LA¦solar pv
MA | biomass | BHRaSYC 2024 (tech-level) | 0.1396 | 0.0385 | MA¦biomass
MA | hydro | BHRaSYC 2024 (tech-level) | 0.8778 | 0.2652 | MA¦hydro
MA | municipal solid waste | BHRaSYC 2024 (tech-level) | 0.7855 | 0.1028 | MA¦municipal solid waste
MA | natural gas combined cycle | BHRaSYC 2024 (tech-level) | 14.8203 | 4.3872 | MA¦natural gas combined cycle
MA | natural gas peaker | BHRaSYC 2024 (tech-level) | 0.4621 | 0.4449 | MA¦natural gas peaker
MA | natural gas steam turbine | BHRaSYC 2024 (tech-level) | -0.0001 | 0 | MA¦natural gas steam turbine
MA | onshore wind | BHRaSYC 2024 (tech-level) | 0.1519 | 0.0851 | MA¦onshore wind
MA | other | BHRaSYC 2024 (tech-level) | -0.4732 | 2.1391 | MA¦other
MA | petroleum | BHRaSYC 2024 (tech-level) | 0.163 | 2.1807 | MA¦petroleum
MA | solar pv | BHRaSYC 2024 (tech-level) | 2.1132 | 1.4191 | MA¦solar pv
MD | biomass | BHRaSYC 2024 (tech-level) | 0.0548 | 0.0164 | MD¦biomass
MD | hard coal | BHRaSYC 2024 (tech-level) | 2.4657 | 1.273 | MD¦hard coal
MD | hydro | BHRaSYC 2024 (tech-level) | 1.8482 | 0.5149 | MD¦hydro
MD | municipal solid waste | BHRaSYC 2024 (tech-level) | 0.6172 | 0.1153 | MD¦municipal solid waste
MD | natural gas combined cycle | BHRaSYC 2024 (tech-level) | 12.0725 | 2.7166 | MD¦natural gas combined cycle
MD | natural gas peaker | BHRaSYC 2024 (tech-level) | 0.5558 | 1.6253 | MD¦natural gas peaker
MD | natural gas steam turbine | BHRaSYC 2024 (tech-level) | 0.9171 | 1.1823 | MD¦natural gas steam turbine
MD | nuclear | BHRaSYC 2024 (tech-level) | 14.7241 | 1.7452 | MD¦nuclear
MD | onshore wind | BHRaSYC 2024 (tech-level) | 0.5583 | 0.19 | MD¦onshore wind
MD | other | BHRaSYC 2024 (tech-level) | -0.0015 | 0.0079 | MD¦other
MD | petroleum | BHRaSYC 2024 (tech-level) | 0.2113 | 1.5374 | MD¦petroleum
MD | solar pv | BHRaSYC 2024 (tech-level) | 1.0238 | 0.6597 | MD¦solar pv
ME | biomass | BHRaSYC 2024 (tech-level) | 0.9302 | 0.2848 | ME¦biomass
ME | hard coal | BHRaSYC 2024 (tech-level) | 0.0294 | 0 | ME¦hard coal
ME | hydro | BHRaSYC 2024 (tech-level) | 2.805 | 0.7081 | ME¦hydro
ME | municipal solid waste | BHRaSYC 2024 (tech-level) | 0.0887 | 0.0115 | ME¦municipal solid waste
ME | natural gas combined cycle | BHRaSYC 2024 (tech-level) | 6.207 | 1.2722 | ME¦natural gas combined cycle
ME | natural gas peaker | BHRaSYC 2024 (tech-level) | 0.0138 | 0.178 | ME¦natural gas peaker
ME | natural gas steam turbine | BHRaSYC 2024 (tech-level) | 0.0009 | 0 | ME¦natural gas steam turbine
ME | onshore wind | BHRaSYC 2024 (tech-level) | 2.4462 | 1.0295 | ME¦onshore wind
ME | other | BHRaSYC 2024 (tech-level) | 0.0874 | 0.0623 | ME¦other
ME | petroleum | BHRaSYC 2024 (tech-level) | 0.0473 | 0.8429 | ME¦petroleum
ME | solar pv | BHRaSYC 2024 (tech-level) | 0.9452 | 0.8292 | ME¦solar pv
MI | biomass | BHRaSYC 2024 (tech-level) | 1.3039 | 0.3036 | MI¦biomass
MI | hard coal | BHRaSYC 2024 (tech-level) | 25.7352 | 5.7265 | MI¦hard coal
MI | hydro | BHRaSYC 2024 (tech-level) | 1.2471 | 0.2616 | MI¦hydro
MI | natural gas combined cycle | BHRaSYC 2024 (tech-level) | 41.9381 | 7.6226 | MI¦natural gas combined cycle
MI | natural gas peaker | BHRaSYC 2024 (tech-level) | 10.524 | 3.8556 | MI¦natural gas peaker
MI | natural gas steam turbine | BHRaSYC 2024 (tech-level) | 2.1144 | 2.0273 | MI¦natural gas steam turbine
MI | nuclear | BHRaSYC 2024 (tech-level) | 26.2808 | 4.0865 | MI¦nuclear
MI | onshore wind | BHRaSYC 2024 (tech-level) | 9.8389 | 3.7743 | MI¦onshore wind
MI | other | BHRaSYC 2024 (tech-level) | 0.0092 | 2.4311 | MI¦other
MI | petroleum | BHRaSYC 2024 (tech-level) | 1.3443 | 0.3739 | MI¦petroleum
MI | solar pv | BHRaSYC 2024 (tech-level) | 1.8591 | 1.157 | MI¦solar pv
MN | biomass | BHRaSYC 2024 (tech-level) | 0.2149 | 0.0656 | MN¦biomass
MN | hard coal | BHRaSYC 2024 (tech-level) | 11.2794 | 3.004 | MN¦hard coal
MN | hydro | BHRaSYC 2024 (tech-level) | 0.8047 | 0.1942 | MN¦hydro
MN | lignite | BHRaSYC 2024 (tech-level) | 0 | 0 | MN¦lignite
MN | municipal solid waste | BHRaSYC 2024 (tech-level) | 0.4272 | 0.0697 | MN¦municipal solid waste
MN | natural gas combined cycle | BHRaSYC 2024 (tech-level) | 12.7528 | 2.483 | MN¦natural gas combined cycle
MN | natural gas peaker | BHRaSYC 2024 (tech-level) | 2.3095 | 2.7967 | MN¦natural gas peaker
MN | natural gas steam turbine | BHRaSYC 2024 (tech-level) | 0.2588 | 0.1753 | MN¦natural gas steam turbine
MN | nuclear | BHRaSYC 2024 (tech-level) | 11.8446 | 1.657 | MN¦nuclear
MN | onshore wind | BHRaSYC 2024 (tech-level) | 14.7578 | 4.8915 | MN¦onshore wind
MN | other | BHRaSYC 2024 (tech-level) | 0.0357 | 0.0243 | MN¦other
MN | petroleum | BHRaSYC 2024 (tech-level) | 0.0167 | 0.7273 | MN¦petroleum
MN | solar pv | BHRaSYC 2024 (tech-level) | 2.1942 | 1.5967 | MN¦solar pv
MO | biomass | BHRaSYC 2024 (tech-level) | 0.0545 | 0.014 | MO¦biomass
MO | hard coal | BHRaSYC 2024 (tech-level) | 38.8261 | 8.5392 | MO¦hard coal
MO | hydro | BHRaSYC 2024 (tech-level) | 1.0204 | 0.5485 | MO¦hydro
MO | natural gas combined cycle | BHRaSYC 2024 (tech-level) | 6.4342 | 1.8892 | MO¦natural gas combined cycle
MO | natural gas peaker | BHRaSYC 2024 (tech-level) | 2.1516 | 3.3772 | MO¦natural gas peaker
MO | natural gas steam turbine | BHRaSYC 2024 (tech-level) | 0.3382 | 0.186 | MO¦natural gas steam turbine
MO | nuclear | BHRaSYC 2024 (tech-level) | 10.5258 | 1.19 | MO¦nuclear
MO | onshore wind | BHRaSYC 2024 (tech-level) | 6.79 | 2.3929 | MO¦onshore wind
MO | other | BHRaSYC 2024 (tech-level) | 0.1474 | 0.658 | MO¦other
MO | petroleum | BHRaSYC 2024 (tech-level) | 0.1475 | 1.0382 | MO¦petroleum
MO | solar pv | BHRaSYC 2024 (tech-level) | 0.2074 | 0.4688 | MO¦solar pv
MS | biomass | BHRaSYC 2024 (tech-level) | 0.0072 | 0.0016 | MS¦biomass
MS | hard coal | BHRaSYC 2024 (tech-level) | 1.4664 | 1.004 | MS¦hard coal
MS | lignite | BHRaSYC 2024 (tech-level) | 1.8677 | 0.44 | MS¦lignite
MS | natural gas combined cycle | BHRaSYC 2024 (tech-level) | 54.3575 | 8.4507 | MS¦natural gas combined cycle
MS | natural gas peaker | BHRaSYC 2024 (tech-level) | 2.3017 | 1.3604 | MS¦natural gas peaker
MS | natural gas steam turbine | BHRaSYC 2024 (tech-level) | 2.7925 | 1.4865 | MS¦natural gas steam turbine
MS | nuclear | BHRaSYC 2024 (tech-level) | 10.6534 | 1.3903 | MS¦nuclear
MS | onshore wind | BHRaSYC 2024 (tech-level) | 0.3467 | 0.1845 | MS¦onshore wind
MS | other | BHRaSYC 2024 (tech-level) | -0.0035 | 0.0515 | MS¦other
MS | petroleum | BHRaSYC 2024 (tech-level) | 0.0047 | 0.009 | MS¦petroleum
MS | solar pv | BHRaSYC 2024 (tech-level) | 1.6908 | 1.2197 | MS¦solar pv
MT | biomass | BHRaSYC 2024 (tech-level) | 0.0178 | 0.0032 | MT¦biomass
MT | hard coal | BHRaSYC 2024 (tech-level) | 9.781 | 1.625 | MT¦hard coal
MT | hydro | BHRaSYC 2024 (tech-level) | 9.22 | 2.834 | MT¦hydro
MT | lignite | BHRaSYC 2024 (tech-level) | 0 | 0 | MT¦lignite
MT | natural gas peaker | BHRaSYC 2024 (tech-level) | 0.9902 | 0.5536 | MT¦natural gas peaker
MT | natural gas steam turbine | BHRaSYC 2024 (tech-level) | 0.0043 | 0 | MT¦natural gas steam turbine
MT | onshore wind | BHRaSYC 2024 (tech-level) | 5.8152 | 1.8896 | MT¦onshore wind
MT | other | BHRaSYC 2024 (tech-level) | 0.2612 | 0.04 | MT¦other
MT | petroleum | BHRaSYC 2024 (tech-level) | 0.3945 | 0.052 | MT¦petroleum
MT | solar pv | BHRaSYC 2024 (tech-level) | 0.3625 | 0.177 | MT¦solar pv
NC | biomass | BHRaSYC 2024 (tech-level) | 0.5344 | 0.1426 | NC¦biomass
NC | hard coal | BHRaSYC 2024 (tech-level) | 17.0252 | 5.561 | NC¦hard coal
NC | hydro | BHRaSYC 2024 (tech-level) | 4.8189 | 2.0058 | NC¦hydro
NC | natural gas combined cycle | BHRaSYC 2024 (tech-level) | 37.8365 | 5.579 | NC¦natural gas combined cycle
NC | natural gas peaker | BHRaSYC 2024 (tech-level) | 4.5988 | 6.3323 | NC¦natural gas peaker
NC | natural gas steam turbine | BHRaSYC 2024 (tech-level) | 12.8126 | 3.248 | NC¦natural gas steam turbine
NC | nuclear | BHRaSYC 2024 (tech-level) | 43.3493 | 5.1496 | NC¦nuclear
NC | onshore wind | BHRaSYC 2024 (tech-level) | 0.53 | 0.397 | NC¦onshore wind
NC | other | BHRaSYC 2024 (tech-level) | -0.0054 | 0.2258 | NC¦other
NC | petroleum | BHRaSYC 2024 (tech-level) | 0.1479 | 0.4257 | NC¦petroleum
NC | solar pv | BHRaSYC 2024 (tech-level) | 11.7438 | 6.7262 | NC¦solar pv
ND | hard coal | BHRaSYC 2024 (tech-level) | 8.313 | 1.1422 | ND¦hard coal
ND | hydro | BHRaSYC 2024 (tech-level) | 2.0606 | 0.51 | ND¦hydro
ND | lignite | BHRaSYC 2024 (tech-level) | 14.7406 | 2.6704 | ND¦lignite
ND | natural gas peaker | BHRaSYC 2024 (tech-level) | 2.2486 | 0.6492 | ND¦natural gas peaker
ND | natural gas steam turbine | BHRaSYC 2024 (tech-level) | 0.1794 | 0.0969 | ND¦natural gas steam turbine
ND | onshore wind | BHRaSYC 2024 (tech-level) | 14.7626 | 4.514 | ND¦onshore wind
ND | other | BHRaSYC 2024 (tech-level) | 0.0377 | 0.0053 | ND¦other
ND | petroleum | BHRaSYC 2024 (tech-level) | 0.0434 | 0.0546 | ND¦petroleum
NE | biomass | BHRaSYC 2024 (tech-level) | 0.0692 | 0.0108 | NE¦biomass
NE | hard coal | BHRaSYC 2024 (tech-level) | 16.0501 | 3.7569 | NE¦hard coal
NE | hydro | BHRaSYC 2024 (tech-level) | 1.1827 | 0.2787 | NE¦hydro
NE | natural gas combined cycle | BHRaSYC 2024 (tech-level) | 0.5027 | 0.3389 | NE¦natural gas combined cycle
NE | natural gas peaker | BHRaSYC 2024 (tech-level) | 0.5614 | 1.2248 | NE¦natural gas peaker
NE | natural gas steam turbine | BHRaSYC 2024 (tech-level) | 0.2852 | 0.3783 | NE¦natural gas steam turbine
NE | nuclear | BHRaSYC 2024 (tech-level) | 6.0957 | 0.7685 | NE¦nuclear
NE | onshore wind | BHRaSYC 2024 (tech-level) | 11.8912 | 3.5169 | NE¦onshore wind
NE | other | BHRaSYC 2024 (tech-level) | -0.0001 | 0.0049 | NE¦other
NE | petroleum | BHRaSYC 2024 (tech-level) | 0.0478 | 0.3737 | NE¦petroleum
NE | solar pv | BHRaSYC 2024 (tech-level) | 0.1961 | 0.1365 | NE¦solar pv
NH | biomass | BHRaSYC 2024 (tech-level) | 0.5861 | 0.2059 | NH¦biomass
NH | hard coal | BHRaSYC 2024 (tech-level) | 0.2245 | 0.5339 | NH¦hard coal
NH | hydro | BHRaSYC 2024 (tech-level) | 1.4114 | 0.5058 | NH¦hydro
NH | municipal solid waste | BHRaSYC 2024 (tech-level) | 0.0932 | 0.012 | NH¦municipal solid waste
NH | natural gas combined cycle | BHRaSYC 2024 (tech-level) | 4.3329 | 1.2285 | NH¦natural gas combined cycle
NH | natural gas peaker | BHRaSYC 2024 (tech-level) | 0 | 0 | NH¦natural gas peaker
NH | natural gas steam turbine | BHRaSYC 2024 (tech-level) | 0.0519 | 0.4002 | NH¦natural gas steam turbine
NH | nuclear | BHRaSYC 2024 (tech-level) | 9.6769 | 1.25 | NH¦nuclear
NH | onshore wind | BHRaSYC 2024 (tech-level) | 0.4446 | 0.2119 | NH¦onshore wind
NH | other | BHRaSYC 2024 (tech-level) | -0.0016 | 0.014 | NH¦other
NH | petroleum | BHRaSYC 2024 (tech-level) | 0.036 | 0.0821 | NH¦petroleum
NH | solar pv | BHRaSYC 2024 (tech-level) | 0.0035 | 0.0024 | NH¦solar pv
NJ | biomass | BHRaSYC 2024 (tech-level) | 0.1979 | 0.0443 | NJ¦biomass
NJ | hard coal | BHRaSYC 2024 (tech-level) | 0 | 0 | NJ¦hard coal
NJ | hydro | BHRaSYC 2024 (tech-level) | 0.0035 | 0.0123 | NJ¦hydro
NJ | municipal solid waste | BHRaSYC 2024 (tech-level) | 0.2535 | 0.045 | NJ¦municipal solid waste
NJ | natural gas combined cycle | BHRaSYC 2024 (tech-level) | 27.4836 | 8.2125 | NJ¦natural gas combined cycle
NJ | natural gas peaker | BHRaSYC 2024 (tech-level) | 1.4094 | 2.5299 | NJ¦natural gas peaker
NJ | natural gas steam turbine | BHRaSYC 2024 (tech-level) | 0 | 0 | NJ¦natural gas steam turbine
NJ | nuclear | BHRaSYC 2024 (tech-level) | 27.6768 | 3.4567 | NJ¦nuclear
NJ | onshore wind | BHRaSYC 2024 (tech-level) | 0.0194 | 0.0076 | NJ¦onshore wind
NJ | other | BHRaSYC 2024 (tech-level) | -0.1318 | 0.5384 | NJ¦other
NJ | petroleum | BHRaSYC 2024 (tech-level) | 0.0299 | 0.27 | NJ¦petroleum
NJ | solar pv | BHRaSYC 2024 (tech-level) | 1.4651 | 1.0559 | NJ¦solar pv
NM | biomass | BHRaSYC 2024 (tech-level) | 0.0252 | 0.0064 | NM¦biomass
NM | geothermal | BHRaSYC 2024 (tech-level) | 0.0261 | 0.0086 | NM¦geothermal
NM | hard coal | BHRaSYC 2024 (tech-level) | 8.4318 | 1.54 | NM¦hard coal
NM | hydro | BHRaSYC 2024 (tech-level) | 0.1532 | 0.0827 | NM¦hydro
NM | natural gas combined cycle | BHRaSYC 2024 (tech-level) | 6.8506 | 1.4294 | NM¦natural gas combined cycle
NM | natural gas peaker | BHRaSYC 2024 (tech-level) | 1.7873 | 0.9776 | NM¦natural gas peaker
NM | natural gas steam turbine | BHRaSYC 2024 (tech-level) | 2.831 | 0.721 | NM¦natural gas steam turbine
NM | onshore wind | BHRaSYC 2024 (tech-level) | 15.1356 | 3.9955 | NM¦onshore wind
NM | other | BHRaSYC 2024 (tech-level) | -0.0098 | 0.689 | NM¦other
NM | petroleum | BHRaSYC 2024 (tech-level) | 0.0008 | 0.017 | NM¦petroleum
NM | solar pv | BHRaSYC 2024 (tech-level) | 4.2866 | 2.3219 | NM¦solar pv
NV | biomass | BHRaSYC 2024 (tech-level) | 0.0522 | 0.0098 | NV¦biomass
NV | geothermal | BHRaSYC 2024 (tech-level) | 3.8857 | 0.6625 | NV¦geothermal
NV | hard coal | BHRaSYC 2024 (tech-level) | 2.3232 | 0.7404 | NV¦hard coal
NV | hydro | BHRaSYC 2024 (tech-level) | 1.6063 | 1.0517 | NV¦hydro
NV | natural gas combined cycle | BHRaSYC 2024 (tech-level) | 23.3681 | 5.703 | NV¦natural gas combined cycle
NV | natural gas peaker | BHRaSYC 2024 (tech-level) | 0.5526 | 1.6216 | NV¦natural gas peaker
NV | natural gas steam turbine | BHRaSYC 2024 (tech-level) | 0.5458 | 0.334 | NV¦natural gas steam turbine
NV | onshore wind | BHRaSYC 2024 (tech-level) | 0.3193 | 0.15 | NV¦onshore wind
NV | other | BHRaSYC 2024 (tech-level) | -0.1183 | 1.1153 | NV¦other
NV | petroleum | BHRaSYC 2024 (tech-level) | 0.0057 | 0.006 | NV¦petroleum
NV | solar pv | BHRaSYC 2024 (tech-level) | 12.1525 | 4.987 | NV¦solar pv
NV | solar thermal | BHRaSYC 2024 (tech-level) | 0.2449 | 0.1785 | NV¦solar thermal
NY | biomass | BHRaSYC 2024 (tech-level) | 0.6072 | 0.1153 | NY¦biomass
NY | hard coal | BHRaSYC 2024 (tech-level) | 0 | 0 | NY¦hard coal
NY | hydro | BHRaSYC 2024 (tech-level) | 27.8761 | 4.5463 | NY¦hydro
NY | municipal solid waste | BHRaSYC 2024 (tech-level) | 0.3977 | 0.051 | NY¦municipal solid waste
NY | natural gas combined cycle | BHRaSYC 2024 (tech-level) | 46.6706 | 9.8231 | NY¦natural gas combined cycle
NY | natural gas peaker | BHRaSYC 2024 (tech-level) | 3.7289 | 2.3965 | NY¦natural gas peaker
NY | natural gas steam turbine | BHRaSYC 2024 (tech-level) | 10.6565 | 9.6337 | NY¦natural gas steam turbine
NY | nuclear | BHRaSYC 2024 (tech-level) | 27.0733 | 3.3304 | NY¦nuclear
NY | offshore wind | BHRaSYC 2024 (tech-level) | 0.2293 | 0.13 | NY¦offshore wind
NY | onshore wind | BHRaSYC 2024 (tech-level) | 5.7973 | 2.7336 | NY¦onshore wind
NY | other | BHRaSYC 2024 (tech-level) | -0.0836 | 1.7046 | NY¦other
NY | petroleum | BHRaSYC 2024 (tech-level) | 0.2969 | 3.245 | NY¦petroleum
NY | solar pv | BHRaSYC 2024 (tech-level) | 3.1091 | 2.6536 | NY¦solar pv
OH | #n/a | BHRaSYC 2024 (tech-level) | 0 | 0 | OH¦#n/a
OH | biomass | BHRaSYC 2024 (tech-level) | 0.1373 | 0.0417 | OH¦biomass
OH | hard coal | BHRaSYC 2024 (tech-level) | 30.08 | 6.6205 | OH¦hard coal
OH | hydro | BHRaSYC 2024 (tech-level) | 0.4675 | 0.1019 | OH¦hydro
OH | natural gas combined cycle | BHRaSYC 2024 (tech-level) | 75.5798 | 10.5061 | OH¦natural gas combined cycle
OH | natural gas peaker | BHRaSYC 2024 (tech-level) | 8.929 | 5.7419 | OH¦natural gas peaker
OH | natural gas steam turbine | BHRaSYC 2024 (tech-level) | 0.0502 | 0.023 | OH¦natural gas steam turbine
OH | nuclear | BHRaSYC 2024 (tech-level) | 17.947 | 2.134 | OH¦nuclear
OH | onshore wind | BHRaSYC 2024 (tech-level) | 2.7584 | 1.0633 | OH¦onshore wind
OH | other | BHRaSYC 2024 (tech-level) | 0.6298 | 0.1068 | OH¦other
OH | petroleum | BHRaSYC 2024 (tech-level) | 1.1386 | 0.6302 | OH¦petroleum
OH | solar pv | BHRaSYC 2024 (tech-level) | 3.9922 | 3.226 | OH¦solar pv
OK | biomass | BHRaSYC 2024 (tech-level) | 0.0172 | 0.0028 | OK¦biomass
OK | hard coal | BHRaSYC 2024 (tech-level) | 6.0851 | 3.2589 | OK¦hard coal
OK | hydro | BHRaSYC 2024 (tech-level) | 1.5816 | 0.8324 | OK¦hydro
OK | natural gas combined cycle | BHRaSYC 2024 (tech-level) | 36.0187 | 7.2997 | OK¦natural gas combined cycle
OK | natural gas peaker | BHRaSYC 2024 (tech-level) | 2.0621 | 1.812 | OK¦natural gas peaker
OK | natural gas steam turbine | BHRaSYC 2024 (tech-level) | 9.1829 | 5.3205 | OK¦natural gas steam turbine
OK | onshore wind | BHRaSYC 2024 (tech-level) | 37.9667 | 12.7482 | OK¦onshore wind
OK | other | BHRaSYC 2024 (tech-level) | -0.0235 | 0.2515 | OK¦other
OK | petroleum | BHRaSYC 2024 (tech-level) | 0.0242 | 0.0359 | OK¦petroleum
OK | solar pv | BHRaSYC 2024 (tech-level) | 0.3113 | 0.1735 | OK¦solar pv
OR | biomass | BHRaSYC 2024 (tech-level) | 0.4066 | 0.0856 | OR¦biomass
OR | geothermal | BHRaSYC 2024 (tech-level) | 0.1689 | 0.0195 | OR¦geothermal
OR | hydro | BHRaSYC 2024 (tech-level) | 26.9327 | 8.2641 | OR¦hydro
OR | municipal solid waste | BHRaSYC 2024 (tech-level) | 0.053 | 0.0115 | OR¦municipal solid waste
OR | natural gas combined cycle | BHRaSYC 2024 (tech-level) | 23.4265 | 3.3945 | OR¦natural gas combined cycle
OR | natural gas peaker | BHRaSYC 2024 (tech-level) | 1.3196 | 0.3532 | OR¦natural gas peaker
OR | natural gas steam turbine | BHRaSYC 2024 (tech-level) | 0 | 0 | OR¦natural gas steam turbine
OR | onshore wind | BHRaSYC 2024 (tech-level) | 9.519 | 3.9704 | OR¦onshore wind
OR | other | BHRaSYC 2024 (tech-level) | -0.0158 | 0.322 | OR¦other
OR | petroleum | BHRaSYC 2024 (tech-level) | 0.0129 | 0 | OR¦petroleum
OR | solar pv | BHRaSYC 2024 (tech-level) | 2.0014 | 1.0517 | OR¦solar pv
PA | biomass | BHRaSYC 2024 (tech-level) | 0.4582 | 0.1001 | PA¦biomass
PA | hard coal | BHRaSYC 2024 (tech-level) | 12.954 | 5.3465 | PA¦hard coal
PA | hydro | BHRaSYC 2024 (tech-level) | 2.7208 | 0.9295 | PA¦hydro
PA | municipal solid waste | BHRaSYC 2024 (tech-level) | 1.1816 | 0.1706 | PA¦municipal solid waste
PA | natural gas combined cycle | BHRaSYC 2024 (tech-level) | 127.193 | 18.6826 | PA¦natural gas combined cycle
PA | natural gas peaker | BHRaSYC 2024 (tech-level) | 3.0146 | 1.933 | PA¦natural gas peaker
PA | natural gas steam turbine | BHRaSYC 2024 (tech-level) | 10.7431 | 5.6219 | PA¦natural gas steam turbine
PA | nuclear | BHRaSYC 2024 (tech-level) | 75.4045 | 9.896 | PA¦nuclear
PA | onshore wind | BHRaSYC 2024 (tech-level) | 3.2566 | 1.5526 | PA¦onshore wind
PA | other | BHRaSYC 2024 (tech-level) | -0.916 | 1.5461 | PA¦other
PA | petroleum | BHRaSYC 2024 (tech-level) | 0.0765 | 1.3192 | PA¦petroleum
PA | solar pv | BHRaSYC 2024 (tech-level) | 1.081 | 0.861 | PA¦solar pv
RI | biomass | BHRaSYC 2024 (tech-level) | 0.1967 | 0.0401 | RI¦biomass
RI | hard coal | BHRaSYC 2024 (tech-level) | 0 | 0 | RI¦hard coal
RI | hydro | BHRaSYC 2024 (tech-level) | 0.0027 | 0.0027 | RI¦hydro
RI | natural gas combined cycle | BHRaSYC 2024 (tech-level) | 8.6107 | 1.7352 | RI¦natural gas combined cycle
RI | offshore wind | BHRaSYC 2024 (tech-level) | 0.0936 | 0.0293 | RI¦offshore wind
RI | onshore wind | BHRaSYC 2024 (tech-level) | 0.0786 | 0.0435 | RI¦onshore wind
RI | other | BHRaSYC 2024 (tech-level) | -0.0004 | 0.003 | RI¦other
RI | petroleum | BHRaSYC 2024 (tech-level) | 0.0069 | 0.0071 | RI¦petroleum
RI | solar pv | BHRaSYC 2024 (tech-level) | 0.6003 | 0.4185 | RI¦solar pv
SC | biomass | BHRaSYC 2024 (tech-level) | 0.4032 | 0.0881 | SC¦biomass
SC | hard coal | BHRaSYC 2024 (tech-level) | 16.8292 | 4.754 | SC¦hard coal
SC | hydro | BHRaSYC 2024 (tech-level) | 2.4093 | 1.293 | SC¦hydro
SC | natural gas combined cycle | BHRaSYC 2024 (tech-level) | 18.3113 | 3.252 | SC¦natural gas combined cycle
SC | natural gas peaker | BHRaSYC 2024 (tech-level) | 2.3917 | 2.5438 | SC¦natural gas peaker
SC | natural gas steam turbine | BHRaSYC 2024 (tech-level) | 1.9743 | 0.76 | SC¦natural gas steam turbine
SC | nuclear | BHRaSYC 2024 (tech-level) | 53.7704 | 6.6003 | SC¦nuclear
SC | other | BHRaSYC 2024 (tech-level) | -0.2445 | 3.124 | SC¦other
SC | petroleum | BHRaSYC 2024 (tech-level) | 0.0968 | 0.2374 | SC¦petroleum
SC | solar pv | BHRaSYC 2024 (tech-level) | 2.9206 | 1.6436 | SC¦solar pv
SD | biomass | BHRaSYC 2024 (tech-level) | 0 | 0 | SD¦biomass
SD | hard coal | BHRaSYC 2024 (tech-level) | 1.5627 | 0.4773 | SD¦hard coal
SD | hydro | BHRaSYC 2024 (tech-level) | 4.6005 | 1.598 | SD¦hydro
SD | natural gas combined cycle | BHRaSYC 2024 (tech-level) | 1.1317 | 0.295 | SD¦natural gas combined cycle
SD | natural gas peaker | BHRaSYC 2024 (tech-level) | 1.0842 | 0.9736 | SD¦natural gas peaker
SD | onshore wind | BHRaSYC 2024 (tech-level) | 12.074 | 3.4503 | SD¦onshore wind
SD | other | BHRaSYC 2024 (tech-level) | 0 | 0.0008 | SD¦other
SD | petroleum | BHRaSYC 2024 (tech-level) | 0.0159 | 0.2074 | SD¦petroleum
SD | solar pv | BHRaSYC 2024 (tech-level) | 0.3383 | 0.209 | SD¦solar pv
TN | biomass | BHRaSYC 2024 (tech-level) | 0.0788 | 0.0142 | TN¦biomass
TN | hard coal | BHRaSYC 2024 (tech-level) | 16.9616 | 4.593 | TN¦hard coal
TN | hydro | BHRaSYC 2024 (tech-level) | 8.9114 | 2.6086 | TN¦hydro
TN | natural gas combined cycle | BHRaSYC 2024 (tech-level) | 13.9053 | 2.4551 | TN¦natural gas combined cycle
TN | natural gas peaker | BHRaSYC 2024 (tech-level) | 1.1715 | 3.3256 | TN¦natural gas peaker
TN | nuclear | BHRaSYC 2024 (tech-level) | 32.186 | 4.5227 | TN¦nuclear
TN | onshore wind | BHRaSYC 2024 (tech-level) | 0.0132 | 0.0021 | TN¦onshore wind
TN | other | BHRaSYC 2024 (tech-level) | -0.5708 | 1.6163 | TN¦other
TN | petroleum | BHRaSYC 2024 (tech-level) | 0.1208 | 0.4704 | TN¦petroleum
TN | solar pv | BHRaSYC 2024 (tech-level) | 1.0955 | 0.595 | TN¦solar pv
TX | biomass | BHRaSYC 2024 (tech-level) | 0.3261 | 0.1729 | TX¦biomass
TX | hard coal | BHRaSYC 2024 (tech-level) | 51.6044 | 13.8776 | TX¦hard coal
TX | hydro | BHRaSYC 2024 (tech-level) | 0.7767 | 0.7121 | TX¦hydro
TX | lignite | BHRaSYC 2024 (tech-level) | 13.9408 | 2.406 | TX¦lignite
TX | natural gas combined cycle | BHRaSYC 2024 (tech-level) | 203.749 | 39.13 | TX¦natural gas combined cycle
TX | natural gas peaker | BHRaSYC 2024 (tech-level) | 17.9529 | 10.9139 | TX¦natural gas peaker
TX | natural gas steam turbine | BHRaSYC 2024 (tech-level) | 30.8234 | 15.5635 | TX¦natural gas steam turbine
TX | nuclear | BHRaSYC 2024 (tech-level) | 38.6131 | 4.98 | TX¦nuclear
TX | onshore wind | BHRaSYC 2024 (tech-level) | 124.245 | 41.9629 | TX¦onshore wind
TX | other | BHRaSYC 2024 (tech-level) | 1.0232 | 7.924 | TX¦other
TX | petroleum | BHRaSYC 2024 (tech-level) | 0.1676 | 0.6193 | TX¦petroleum
TX | solar pv | BHRaSYC 2024 (tech-level) | 40.556 | 22.3683 | TX¦solar pv
UT | biomass | BHRaSYC 2024 (tech-level) | 0.0608 | 0.0106 | UT¦biomass
UT | geothermal | BHRaSYC 2024 (tech-level) | 0.451 | 0.0707 | UT¦geothermal
UT | hard coal | BHRaSYC 2024 (tech-level) | 15.9666 | 4.581 | UT¦hard coal
UT | hydro | BHRaSYC 2024 (tech-level) | 0.7077 | 0.2467 | UT¦hydro
UT | natural gas combined cycle | BHRaSYC 2024 (tech-level) | 9.7768 | 1.83 | UT¦natural gas combined cycle
UT | natural gas peaker | BHRaSYC 2024 (tech-level) | 1.2041 | 0.5522 | UT¦natural gas peaker
UT | natural gas steam turbine | BHRaSYC 2024 (tech-level) | 0.3433 | 0.2375 | UT¦natural gas steam turbine
UT | onshore wind | BHRaSYC 2024 (tech-level) | 0.7484 | 0.3897 | UT¦onshore wind
UT | other | BHRaSYC 2024 (tech-level) | 0.039 | 0.0094 | UT¦other
UT | petroleum | BHRaSYC 2024 (tech-level) | 0.0334 | 0.0278 | UT¦petroleum
UT | solar pv | BHRaSYC 2024 (tech-level) | 5.3041 | 2.1857 | UT¦solar pv
UT | solar thermal | BHRaSYC 2024 (tech-level) | 0 | 0.0001 | UT¦solar thermal
VA | biomass | BHRaSYC 2024 (tech-level) | 1.7728 | 0.2916 | VA¦biomass
VA | hard coal | BHRaSYC 2024 (tech-level) | 1.8595 | 1.4871 | VA¦hard coal
VA | hydro | BHRaSYC 2024 (tech-level) | 1.2529 | 0.8641 | VA¦hydro
VA | natural gas combined cycle | BHRaSYC 2024 (tech-level) | 55.9473 | 8.9101 | VA¦natural gas combined cycle
VA | natural gas peaker | BHRaSYC 2024 (tech-level) | 3.9369 | 4.198 | VA¦natural gas peaker
VA | natural gas steam turbine | BHRaSYC 2024 (tech-level) | 0.2483 | 0.515 | VA¦natural gas steam turbine
VA | nuclear | BHRaSYC 2024 (tech-level) | 28.9453 | 3.568 | VA¦nuclear
VA | offshore wind | BHRaSYC 2024 (tech-level) | 0.0503 | 0.012 | VA¦offshore wind
VA | other | BHRaSYC 2024 (tech-level) | -1.5393 | 3.3236 | VA¦other
VA | petroleum | BHRaSYC 2024 (tech-level) | 0.1897 | 0.7376 | VA¦petroleum
VA | solar pv | BHRaSYC 2024 (tech-level) | 6.9969 | 4.6774 | VA¦solar pv
VT | biomass | BHRaSYC 2024 (tech-level) | 0.3959 | 0.0795 | VT¦biomass
VT | hydro | BHRaSYC 2024 (tech-level) | 1.2839 | 0.331 | VT¦hydro
VT | natural gas steam turbine | BHRaSYC 2024 (tech-level) | 0.0005 | 0 | VT¦natural gas steam turbine
VT | onshore wind | BHRaSYC 2024 (tech-level) | 0.3553 | 0.1502 | VT¦onshore wind
VT | other | BHRaSYC 2024 (tech-level) | 0.001 | 0.0209 | VT¦other
VT | petroleum | BHRaSYC 2024 (tech-level) | 0.0031 | 0.126 | VT¦petroleum
VT | solar pv | BHRaSYC 2024 (tech-level) | 0.2168 | 0.1552 | VT¦solar pv
WA | biomass | BHRaSYC 2024 (tech-level) | 0.3244 | 0.0545 | WA¦biomass
WA | hard coal | BHRaSYC 2024 (tech-level) | 2.8246 | 0.67 | WA¦hard coal
WA | hydro | BHRaSYC 2024 (tech-level) | 60.7363 | 21.513 | WA¦hydro
WA | municipal solid waste | BHRaSYC 2024 (tech-level) | 0.1324 | 0.0227 | WA¦municipal solid waste
WA | natural gas combined cycle | BHRaSYC 2024 (tech-level) | 16.2381 | 2.6366 | WA¦natural gas combined cycle
WA | natural gas peaker | BHRaSYC 2024 (tech-level) | 0.9795 | 0.6238 | WA¦natural gas peaker
WA | natural gas steam turbine | BHRaSYC 2024 (tech-level) | 0.0004 | 0 | WA¦natural gas steam turbine
WA | nuclear | BHRaSYC 2024 (tech-level) | 9.9671 | 1.151 | WA¦nuclear
WA | onshore wind | BHRaSYC 2024 (tech-level) | 8.8633 | 3.3749 | WA¦onshore wind
WA | other | BHRaSYC 2024 (tech-level) | 0.0014 | 0.32 | WA¦other
WA | petroleum | BHRaSYC 2024 (tech-level) | 0.0416 | 0.0079 | WA¦petroleum
WA | solar pv | BHRaSYC 2024 (tech-level) | 0.4368 | 0.2683 | WA¦solar pv
WI | biomass | BHRaSYC 2024 (tech-level) | 0.7652 | 0.1691 | WI¦biomass
WI | hard coal | BHRaSYC 2024 (tech-level) | 20.6996 | 4.7018 | WI¦hard coal
WI | hydro | BHRaSYC 2024 (tech-level) | 1.9661 | 0.392 | WI¦hydro
WI | municipal solid waste | BHRaSYC 2024 (tech-level) | 0.0292 | 0.016 | WI¦municipal solid waste
WI | natural gas combined cycle | BHRaSYC 2024 (tech-level) | 21.3857 | 3.4268 | WI¦natural gas combined cycle
WI | natural gas peaker | BHRaSYC 2024 (tech-level) | 2.596 | 3.309 | WI¦natural gas peaker
WI | natural gas steam turbine | BHRaSYC 2024 (tech-level) | 1.3494 | 0.3826 | WI¦natural gas steam turbine
WI | nuclear | BHRaSYC 2024 (tech-level) | 10.1469 | 1.1853 | WI¦nuclear
WI | onshore wind | BHRaSYC 2024 (tech-level) | 1.9672 | 0.8133 | WI¦onshore wind
WI | other | BHRaSYC 2024 (tech-level) | 0.006 | 0.0057 | WI¦other
WI | petroleum | BHRaSYC 2024 (tech-level) | 0.0628 | 0.5154 | WI¦petroleum
WI | solar pv | BHRaSYC 2024 (tech-level) | 2.8731 | 2.1006 | WI¦solar pv
WV | biomass | BHRaSYC 2024 (tech-level) | 0.0076 | 0.0032 | WV¦biomass
WV | hard coal | BHRaSYC 2024 (tech-level) | 43.0979 | 12.5425 | WV¦hard coal
WV | hydro | BHRaSYC 2024 (tech-level) | 0.9134 | 0.2378 | WV¦hydro
WV | natural gas peaker | BHRaSYC 2024 (tech-level) | 2.999 | 1.0883 | WV¦natural gas peaker
WV | natural gas steam turbine | BHRaSYC 2024 (tech-level) | 0.1105 | 0 | WV¦natural gas steam turbine
WV | onshore wind | BHRaSYC 2024 (tech-level) | 2.0028 | 0.8552 | WV¦onshore wind
WV | other | BHRaSYC 2024 (tech-level) | -0.0076 | 0.0475 | WV¦other
WV | petroleum | BHRaSYC 2024 (tech-level) | 0.1248 | 0.011 | WV¦petroleum
WV | solar pv | BHRaSYC 2024 (tech-level) | 0.1858 | 0.1244 | WV¦solar pv
WY | hard coal | BHRaSYC 2024 (tech-level) | 24.0508 | 4.928 | WY¦hard coal
WY | hydro | BHRaSYC 2024 (tech-level) | 1.0166 | 0.3071 | WY¦hydro
WY | natural gas combined cycle | BHRaSYC 2024 (tech-level) | 0.4403 | 0.094 | WY¦natural gas combined cycle
WY | natural gas peaker | BHRaSYC 2024 (tech-level) | 0.0922 | 0.145 | WY¦natural gas peaker
WY | natural gas steam turbine | BHRaSYC 2024 (tech-level) | 4.1811 | 1.317 | WY¦natural gas steam turbine
WY | onshore wind | BHRaSYC 2024 (tech-level) | 9.0018 | 3.6039 | WY¦onshore wind
WY | petroleum | BHRaSYC 2024 (tech-level) | 0.0458 | 0.0047 | WY¦petroleum
WY | solar pv | BHRaSYC 2024 (tech-level) | 0.4231 | 0.242 | WY¦solar pv

## CF_summary
state | tech | check type | EPS avg CF (day-weighted) | EIA CF 2024 | EIA CF 2025 | EIA 2024 / EPS | EIA 2025 / EPS | gen 2024 (TWh) | cap 2024 (GW) | gen 2025 (TWh) | cap 2025 (GW) | 2024 basis | key (state¦tech) | max hourly CF (SYSHECF) | over (ratio x max hourly > 100%)
AL | biomass | ceiling check | 0.5102 | 0.65639 | 0.43343 | 1.2865 | 0.84954 | 0.0368 | 0.0064 | 0.0243 | 0.0064 | BHRaSYC 2024 (tech-level) | AL¦biomass |  | #VALUE!
AL | geothermal | level check | 0.6595 | [9 empty] | AL¦geothermal |  | #VALUE!
AL | hard coal | ceiling check | 0.5143 | 0.50549 | 0.52301 | 0.98288 | 1.0169 | 20.9362 | 4.728 | 21.6615 | 4.728 | BHRaSYC 2024 (tech-level) | AL¦hard coal |  | #VALUE!
AL | hydro | level check | 0.2938 | 0.28993 | 0.29775 | 0.98681 | 1.0135 | 8.3573 | 3.2906 | 8.5829 | 3.2906 | BHRaSYC 2024 (tech-level) | AL¦hydro |  | #VALUE!
AL | lignite | ceiling check | 0.638 | [9 empty] | AL¦lignite |  | #VALUE!
AL | municipal solid waste | ceiling check | 0.7342 | [9 empty] | AL¦municipal solid waste |  | #VALUE!
AL | natural gas combined cycle | ceiling check | 0.6069 | 0.604 | 0.60986 | 0.99522 | 1.0049 | 58.5823 | 11.072 | 59.151 | 11.072 | BHRaSYC 2024 (tech-level) | AL¦natural gas combined cycle |  | #VALUE!
AL | natural gas peaker | ceiling check | 0.041075 | 0.038722 | 0.043095 | 0.94272 | 1.0492 | 1.0923 | 3.2202 | 1.2251 | 3.2452 | BHRaSYC 2024 (tech-level) | AL¦natural gas peaker |  | #VALUE!
AL | natural gas steam turbine | ceiling check | 0.2213 | 0.21181 | 0.23079 | 0.95714 | 1.0429 | 3.1471 | 1.6961 | 3.4291 | 1.6961 | BHRaSYC 2024 (tech-level) | AL¦natural gas steam turbine |  | #VALUE!
AL | nuclear | level check | 0.9124 | 0.93136 | 0.89338 | 1.0208 | 0.97915 | 44.4872 | 5.4527 | 42.6727 | 5.4527 | BHRaSYC 2024 (tech-level) | AL¦nuclear |  | #VALUE!
AL | offshore wind | level check | 0.2889 | [9 empty] | AL¦offshore wind |  | #VALUE!
AL | onshore wind | level check | 0.2659 | [9 empty] | AL¦onshore wind |  | #VALUE!
AL | petroleum | ceiling check | 0.041075 | 0.009111 | 0.020098 | 0.22181 | 0.4893 | 0.0034 | 0.0426 | 0.0075 | 0.0426 | BHRaSYC 2024 (tech-level) | AL¦petroleum |  | #VALUE!
AL | pumped hydro | ceiling check | 0.11231 | [9 empty] | AL¦pumped hydro |  | #VALUE!
AL | solar pv | level check | 0.2096 | 0.21594 | 0.20318 | 1.0302 | 0.96935 | 1.2551 | 0.6635 | 1.3233 | 0.7435 | BHRaSYC 2024 (tech-level) | AL¦solar pv |  | #VALUE!
AL | solar thermal | level check | 0.25917 | [9 empty] | AL¦solar thermal |  | #VALUE!
AR | biomass | ceiling check | 0.5102 | 0.35284 | 0.38657 | 0.69158 | 0.75769 | 0.0272 | 0.0088 | 0.0298 | 0.0088 | BHRaSYC 2024 (tech-level) | AR¦biomass |  | #VALUE!
AR | geothermal | level check | 0.6595 | [9 empty] | AR¦geothermal |  | #VALUE!
AR | hard coal | ceiling check | 0.4334 | 0.3772 | 0.48965 | 0.87033 | 1.1298 | 15.628 | 4.7296 | 20.3432 | 4.7427 | BHRaSYC 2024 (tech-level) | AR¦hard coal |  | #VALUE!
AR | hydro | level check | 0.2876 | 0.28297 | 0.29227 | 0.98391 | 1.0163 | 3.1345 | 1.2645 | 3.2342 | 1.2632 | BHRaSYC 2024 (tech-level) | AR¦hydro |  | #VALUE!
AR | lignite | ceiling check | 0.638 | [9 empty] | AR¦lignite |  | #VALUE!
AR | municipal solid waste | ceiling check | 0.7342 | [9 empty] | AR¦municipal solid waste |  | #VALUE!
AR | natural gas combined cycle | ceiling check | 0.5638 | 0.58315 | 0.54452 | 1.0343 | 0.96581 | 23.5404 | 4.6082 | 22.0199 | 4.6163 | BHRaSYC 2024 (tech-level) | AR¦natural gas combined cycle |  | #VALUE!
AR | natural gas peaker | ceiling check | 0.1014 | 0.094661 | 0.10814 | 0.93354 | 1.0665 | 0.5934 | 0.7156 | 0.6779 | 0.7156 | BHRaSYC 2024 (tech-level) | AR¦natural gas peaker |  | #VALUE!
AR | natural gas steam turbine | ceiling check | 0.0635 | 0.062072 | 0.064961 | 0.97751 | 1.023 | 0.3567 | 0.656 | 0.3733 | 0.656 | BHRaSYC 2024 (tech-level) | AR¦natural gas steam turbine |  | #VALUE!
AR | nuclear | level check | 0.9426 | 0.92545 | 0.9598 | 0.98181 | 1.0182 | 14.7628 | 1.821 | 15.193 | 1.807 | BHRaSYC 2024 (tech-level) | AR¦nuclear |  | #VALUE!
AR | offshore wind | level check | 0.37093 | [9 empty] | AR¦offshore wind |  | #VALUE!
AR | onshore wind | level check | 0.3074 |  | 0.14899 |  | 0.48469 |  |  | 0.1762 | 0.135 |  | AR¦onshore wind |  | #VALUE!
AR | petroleum | ceiling check | 0.1014 | 0.69001 | 0.55682 | 6.8047 | 5.4913 | 0.0544 | 0.009 | 0.0439 | 0.009 | BHRaSYC 2024 (tech-level) | AR¦petroleum |  | #VALUE!
AR | pumped hydro | ceiling check | 0.081486 |  | 0.40107 |  | 4.9219 |  |  | 0.1054 | 0.03 |  | AR¦pumped hydro |  | #VALUE!
AR | solar pv | level check | 0.1787 | 0.14864 | 0.20878 | 0.8318 | 1.1683 | 2.308 | 1.7725 | 4.619 | 2.5255 | BHRaSYC 2024 (tech-level) | AR¦solar pv |  | #VALUE!
AR | solar thermal | level check | 0.24715 | [9 empty] | AR¦solar thermal |  | #VALUE!
AZ | biomass | ceiling check | 0.8344 | 0.75449 | 0.91447 | 0.90423 | 1.096 | 0.1844 | 0.0279 | 0.2235 | 0.0279 | BHRaSYC 2024 (tech-level) | AZ¦biomass |  | #VALUE!
AZ | geothermal | level check | 0.6595 | [9 empty] | AZ¦geothermal |  | #VALUE!
AZ | hard coal | ceiling check | 0.3967 | 0.38161 | 0.41173 | 0.96195 | 1.0379 | 9.8147 | 2.936 | 9.2188 | 2.556 | BHRaSYC 2024 (tech-level) | AZ¦hard coal |  | #VALUE!
AZ | hydro | level check | 0.2119 | 0.22296 | 0.2008 | 1.0522 | 0.94762 | 5.3138 | 2.7206 | 4.7826 | 2.7189 | BHRaSYC 2024 (tech-level) | AZ¦hydro |  | #VALUE!
AZ | lignite | ceiling check | 0.638 | [9 empty] | AZ¦lignite |  | #VALUE!
AZ | municipal solid waste | ceiling check | 0.7342 | [9 empty] | AZ¦municipal solid waste |  | #VALUE!
AZ | natural gas combined cycle | ceiling check | 0.54 | 0.5545 | 0.52553 | 1.0268 | 0.9732 | 49.138 | 10.1161 | 47.379 | 10.2917 | BHRaSYC 2024 (tech-level) | AZ¦natural gas combined cycle |  | #VALUE!
AZ | natural gas peaker | ceiling check | 0.087987 | 0.096219 | 0.076129 | 1.0936 | 0.86523 | 2.7841 | 3.3031 | 2.3077 | 3.4604 | BHRaSYC 2024 (tech-level) | AZ¦natural gas peaker |  | #VALUE!
AZ | natural gas steam turbine | ceiling check | 0.3068 | 0.31598 | 0.29767 | 1.0299 | 0.97024 | 3.0309 | 1.095 | 2.8553 | 1.095 | BHRaSYC 2024 (tech-level) | AZ¦natural gas steam turbine |  | #VALUE!
AZ | nuclear | level check | 0.9237 | 0.93911 | 0.90819 | 1.0167 | 0.98321 | 32.3881 | 3.937 | 31.3218 | 3.937 | BHRaSYC 2024 (tech-level) | AZ¦nuclear |  | #VALUE!
AZ | offshore wind | level check | 0.38996 | [9 empty] | AZ¦offshore wind |  | #VALUE!
AZ | onshore wind | level check | 0.2631 | 0.23492 | 0.29127 | 0.8929 | 1.1071 | 2.5405 | 1.2345 | 3.1499 | 1.2345 | BHRaSYC 2024 (tech-level) | AZ¦onshore wind |  | #VALUE!
AZ | petroleum | ceiling check | 0.087987 | 0.040298 | 0.054989 | 0.458 | 0.62496 | 0.0299 | 0.0847 | 0.0408 | 0.0847 | BHRaSYC 2024 (tech-level) | AZ¦petroleum |  | #VALUE!
AZ | pumped hydro | ceiling check | 0.15309 |  | 0.037682 |  | 0.24614 |  |  | 0.0714 | 0.2163 |  | AZ¦pumped hydro |  | #VALUE!
AZ | solar pv | level check | 0.2531 | 0.23995 | 0.26633 | 0.94805 | 1.0523 | 9.9428 | 4.7302 | 14.6105 | 6.2624 | BHRaSYC 2024 (tech-level) | AZ¦solar pv |  | #VALUE!
AZ | solar thermal | level check | 0.3233 | 0.31984 | 0.32667 | 0.98928 | 1.0104 | 0.8282 | 0.2956 | 0.8459 | 0.2956 | BHRaSYC 2024 (tech-level) | AZ¦solar thermal |  | #VALUE!
CA | biomass | ceiling check | 0.6156 | 0.65032 | 0.58082 | 1.0564 | 0.9435 | 3.2637 | 0.5729 | 2.8976 | 0.5695 | BHRaSYC 2024 (tech-level) | CA¦biomass |  | #VALUE!
CA | geothermal | level check | 0.651 | 0.63865 | 0.66339 | 0.98103 | 1.019 | 10.5245 | 1.8812 | 10.913 | 1.8779 | BHRaSYC 2024 (tech-level) | CA¦geothermal |  | #VALUE!
CA | hard coal | ceiling check | 0.4576 |  |  |  |  | 0 | 0 | 0 | 0 | BHRaSYC 2024 (tech-level) | CA¦hard coal |  | #VALUE!
CA | hydro | level check | 0.3218 | 0.3292 | 0.31434 | 1.023 | 0.97681 | 29.4357 | 10.2074 | 28.1301 | 10.2158 | BHRaSYC 2024 (tech-level) | CA¦hydro |  | #VALUE!
CA | lignite | ceiling check | 0.638 | [9 empty] | CA¦lignite |  | #VALUE!
CA | municipal solid waste | ceiling check | 0.7342 |  |  |  |  | 0.0098 | 0 |  |  | BHRaSYC 2024 (tech-level) | CA¦municipal solid waste |  | #VALUE!
CA | natural gas combined cycle | ceiling check | 0.3782 | 0.40546 | 0.351 | 1.0721 | 0.92809 | 68.996 | 19.4253 | 59.8793 | 19.4742 | BHRaSYC 2024 (tech-level) | CA¦natural gas combined cycle |  | #VALUE!
CA | natural gas peaker | ceiling check | 0.04907 | 0.060813 | 0.037301 | 1.2393 | 0.76016 | 5.9436 | 11.1571 | 3.6481 | 11.1646 | BHRaSYC 2024 (tech-level) | CA¦natural gas peaker |  | #VALUE!
CA | natural gas steam turbine | ceiling check | 0.0115 | 0.014807 | 0.008124 | 1.2875 | 0.70644 | 0.4839 | 3.7307 | 0.2655 | 3.7307 | BHRaSYC 2024 (tech-level) | CA¦natural gas steam turbine |  | #VALUE!
CA | nuclear | level check | 0.9157 | 0.93662 | 0.89481 | 1.0228 | 0.97719 | 18.3788 | 2.24 | 17.5584 | 2.24 | BHRaSYC 2024 (tech-level) | CA¦nuclear |  | #VALUE!
CA | offshore wind | level check | 0.4956 | [9 empty] | CA¦offshore wind |  | #VALUE!
CA | onshore wind | level check | 0.2727 | 0.27748 | 0.26784 | 1.0175 | 0.98216 | 15.6265 | 6.4287 | 15.0589 | 6.4183 | BHRaSYC 2024 (tech-level) | CA¦onshore wind |  | #VALUE!
CA | petroleum | ceiling check | 0.04907 | 0.01855 | 0.015688 | 0.37804 | 0.31971 | 0.0364 | 0.224 | 0.0311 | 0.2263 | BHRaSYC 2024 (tech-level) | CA¦petroleum |  | #VALUE!
CA | pumped hydro | ceiling check | 0.15803 |  | 0.0064601 |  | 0.040878 |  |  | 0.219 | 3.8699 |  | CA¦pumped hydro |  | #VALUE!
CA | solar pv | level check | 0.2534 | 0.24848 | 0.25834 | 0.98059 | 1.0195 | 45.9005 | 21.0873 | 52.4808 | 23.19 | BHRaSYC 2024 (tech-level) | CA¦solar pv |  | #VALUE!
CA | solar thermal | level check | 0.2429 | 0.25439 | 0.23148 | 1.0473 | 0.95299 | 2.0453 | 0.9178 | 1.8611 | 0.9178 | BHRaSYC 2024 (tech-level) | CA¦solar thermal |  | #VALUE!
CO | biomass | ceiling check | 0.3501 | 0.35002 | 0.52469 | 0.99978 | 1.4987 | 0.088 | 0.0287 | 0.074 | 0.0161 | BHRaSYC 2024 (tech-level) | CO¦biomass |  | #VALUE!
CO | geothermal | level check | 0.6595 | [9 empty] | CO¦geothermal |  | #VALUE!
CO | hard coal | ceiling check | 0.4598 | 0.49683 | 0.42279 | 1.0805 | 0.9195 | 16.4777 | 3.786 | 14.0219 | 3.786 | BHRaSYC 2024 (tech-level) | CO¦hard coal |  | #VALUE!
CO | hydro | level check | 0.2784 | 0.27256 | 0.28428 | 0.97901 | 1.0211 | 1.646 | 0.6894 | 1.7168 | 0.6894 | BHRaSYC 2024 (tech-level) | CO¦hydro |  | #VALUE!
CO | lignite | ceiling check | 0.638 | [9 empty] | CO¦lignite |  | #VALUE!
CO | municipal solid waste | ceiling check | 0.7342 | [9 empty] | CO¦municipal solid waste |  | #VALUE!
CO | natural gas combined cycle | ceiling check | 0.5045 | 0.50463 | 0.50446 | 1.0003 | 0.99991 | 14.2321 | 3.2195 | 14.2271 | 3.2195 | BHRaSYC 2024 (tech-level) | CO¦natural gas combined cycle |  | #VALUE!
CO | natural gas peaker | ceiling check | 0.11981 | 0.1204 | 0.11373 | 1.0049 | 0.94929 | 3.0187 | 2.8621 | 2.989 | 3.0001 | BHRaSYC 2024 (tech-level) | CO¦natural gas peaker |  | #VALUE!
CO | natural gas steam turbine | ceiling check | 0.2211 | 0.15734 | 0.28487 | 0.71162 | 1.2884 | 0.5017 | 0.364 | 0.7736 | 0.31 | BHRaSYC 2024 (tech-level) | CO¦natural gas steam turbine |  | #VALUE!
CO | nuclear | level check | 0.909 | [9 empty] | CO¦nuclear |  | #VALUE!
CO | offshore wind | level check | 0.38192 | [9 empty] | CO¦offshore wind |  | #VALUE!
CO | onshore wind | level check | 0.3689 | 0.37659 | 0.36127 | 1.0208 | 0.97932 | 17.5993 | 5.3349 | 17.007 | 5.3739 | BHRaSYC 2024 (tech-level) | CO¦onshore wind |  | #VALUE!
CO | petroleum | ceiling check | 0.11981 | 0.032296 | 0.010992 | 0.26957 | 0.091747 | 0.0419 | 0.1481 | 0.0135 | 0.1402 | BHRaSYC 2024 (tech-level) | CO¦petroleum |  | #VALUE!
CO | pumped hydro | ceiling check | 0.077335 |  | 0.011208 |  | 0.14493 |  |  | 0.0568 | 0.5785 |  | CO¦pumped hydro |  | #VALUE!
CO | solar pv | level check | 0.2164 | 0.23832 | 0.19447 | 1.1013 | 0.89866 | 4.905 | 2.3495 | 5.51 | 3.2344 | BHRaSYC 2024 (tech-level) | CO¦solar pv |  | #VALUE!
CO | solar thermal | level check | 0.24395 | [9 empty] | CO¦solar thermal |  | #VALUE!
CT | biomass | ceiling check | 0.6611 | 0.5953 | 0.72697 | 0.90047 | 1.0996 | 0.2039 | 0.0391 | 0.249 | 0.0391 | BHRaSYC 2024 (tech-level) | CT¦biomass |  | #VALUE!
CT | geothermal | level check | 0.6595 | [9 empty] | CT¦geothermal |  | #VALUE!
CT | hard coal | ceiling check | 0.4576 |  |  |  |  | 0 | 0 | 0 | 0 | BHRaSYC 2024 (tech-level) | CT¦hard coal |  | #VALUE!
CT | hydro | level check | 0.318 | 0.35319 | 0.28286 | 1.1107 | 0.8895 | 0.3688 | 0.1192 | 0.3023 | 0.122 | BHRaSYC 2024 (tech-level) | CT¦hydro |  | #VALUE!
CT | lignite | ceiling check | 0.638 | [9 empty] | CT¦lignite |  | #VALUE!
CT | municipal solid waste | ceiling check | 0.8892 | 0.87599 | 0.90245 | 0.98514 | 1.0149 | 0.7712 | 0.1005 | 0.7945 | 0.1005 | BHRaSYC 2024 (tech-level) | CT¦municipal solid waste |  | #VALUE!
CT | natural gas combined cycle | ceiling check | 0.7086 | 0.72551 | 0.69175 | 1.0239 | 0.97622 | 24.3746 | 3.8352 | 23.0446 | 3.8029 | BHRaSYC 2024 (tech-level) | CT¦natural gas combined cycle |  | #VALUE!
CT | natural gas peaker | ceiling check | 0.034597 | 0.031033 | 0.038925 | 0.89698 | 1.1251 | 0.1353 | 0.4977 | 0.1664 | 0.488 | BHRaSYC 2024 (tech-level) | CT¦natural gas peaker |  | #VALUE!
CT | natural gas steam turbine | ceiling check | 0.0206 | 0.014966 | 0.026329 | 0.72653 | 1.2781 | 0.0569 | 0.434 | 0.1001 | 0.434 | BHRaSYC 2024 (tech-level) | CT¦natural gas steam turbine |  | #VALUE!
CT | nuclear | level check | 0.9099 | 0.91523 | 0.90466 | 1.0059 | 0.99424 | 16.8703 | 2.1042 | 16.7087 | 2.1084 | BHRaSYC 2024 (tech-level) | CT¦nuclear |  | #VALUE!
CT | offshore wind | level check | 0.5021 | [9 empty] | CT¦offshore wind |  | #VALUE!
CT | onshore wind | level check | 0.3669 | 0.23744 | 0.28082 | 0.64716 | 0.76539 | 0.0104 | 0.005 | 0.0123 | 0.005 | BHRaSYC 2024 (tech-level) | CT¦onshore wind |  | #VALUE!
CT | petroleum | ceiling check | 0.034597 | 0.00412 | 0.012514 | 0.11908 | 0.3617 | 0.0793 | 2.1972 | 0.2402 | 2.1912 | BHRaSYC 2024 (tech-level) | CT¦petroleum |  | #VALUE!
CT | pumped hydro | ceiling check | 0.064034 |  | -0.0093188 |  | -0.14553 |  |  | -0.0024 | 0.0294 |  | CT¦pumped hydro |  | #VALUE!
CT | solar pv | level check | 0.1636 | 0.17094 | 0.15616 | 1.0449 | 0.95454 | 0.4705 | 0.3142 | 0.6539 | 0.478 | BHRaSYC 2024 (tech-level) | CT¦solar pv |  | #VALUE!
CT | solar thermal | level check | 0.23771 | [9 empty] | CT¦solar thermal |  | #VALUE!
DE | biomass | ceiling check | 0.5102 | 0.30365 | 0.56164 | 0.59516 | 1.1008 | 0.0266 | 0.01 | 0.0492 | 0.01 | BHRaSYC 2024 (tech-level) | DE¦biomass |  | #VALUE!
DE | geothermal | level check | 0.6595 | [9 empty] | DE¦geothermal |  | #VALUE!
DE | hard coal | ceiling check | 0.0401 | 0.040066 |  | 0.99914 |  | 0.1439 | 0.41 | 0.2527 | 0 | BHRaSYC 2024 (tech-level) | DE¦hard coal |  | #VALUE!
DE | hydro | level check | 0.3443 | [9 empty] | DE¦hydro |  | #VALUE!
DE | lignite | ceiling check | 0.638 | [9 empty] | DE¦lignite |  | #VALUE!
DE | municipal solid waste | ceiling check | 0.7342 | [9 empty] | DE¦municipal solid waste |  | #VALUE!
DE | natural gas combined cycle | ceiling check | 0.2181 | 0.20285 | 0.23329 | 0.9301 | 1.0697 | 2.6584 | 1.496 | 3.0573 | 1.496 | BHRaSYC 2024 (tech-level) | DE¦natural gas combined cycle |  | #VALUE!
DE | natural gas peaker | ceiling check | 0.060848 | 0.063344 | 0.05838 | 1.041 | 0.95946 | 0.1021 | 0.184 | 0.0941 | 0.184 | BHRaSYC 2024 (tech-level) | DE¦natural gas peaker |  | #VALUE!
DE | natural gas steam turbine | ceiling check | 0.0577 | 0.05169 | 0.063763 | 0.89584 | 1.1051 | 0.3147 | 0.695 | 0.3882 | 0.695 | BHRaSYC 2024 (tech-level) | DE¦natural gas steam turbine |  | #VALUE!
DE | nuclear | level check | 0.909 | [9 empty] | DE¦nuclear |  | #VALUE!
DE | offshore wind | level check | 0.4906 | [9 empty] | DE¦offshore wind |  | #VALUE!
DE | onshore wind | level check | 0.3673 | [9 empty] | DE¦onshore wind |  | #VALUE!
DE | petroleum | ceiling check | 0.060848 | 0.019009 | 0.073364 | 0.3124 | 1.2057 | 0.0185 | 0.1111 | 0.0714 | 0.1111 | BHRaSYC 2024 (tech-level) | DE¦petroleum |  | #VALUE!
DE | pumped hydro | ceiling check | 0.12468 | [9 empty] | DE¦pumped hydro |  | #VALUE!
DE | solar pv | level check | 0.1851 | 0.19577 | 0.17446 | 1.0576 | 0.9425 | 0.1576 | 0.0919 | 0.1623 | 0.1062 | BHRaSYC 2024 (tech-level) | DE¦solar pv |  | #VALUE!
DE | solar thermal | level check | 0.25323 | [9 empty] | DE¦solar thermal |  | #VALUE!
FL | biomass | ceiling check | 0.2973 | 0.26451 | 0.33003 | 0.88972 | 1.1101 | 0.6298 | 0.2718 | 0.7884 | 0.2727 | BHRaSYC 2024 (tech-level) | FL¦biomass |  | #VALUE!
FL | geothermal | level check | 0.6595 | [9 empty] | FL¦geothermal |  | #VALUE!
FL | hard coal | ceiling check | 0.2881 | 0.25066 | 0.32562 | 0.87006 | 1.1302 | 7.8274 | 3.5647 | 10.168 | 3.5647 | BHRaSYC 2024 (tech-level) | FL¦hard coal |  | #VALUE!
FL | hydro | level check | 0.53216 | 0.46502 | 0.59964 | 0.87383 | 1.1268 | 0.1772 | 0.0435 | 0.2285 | 0.0435 | BHRaSYC 2024 (tech-level) | FL¦hydro |  | #VALUE!
FL | lignite | ceiling check | 0.638 | [9 empty] | FL¦lignite |  | #VALUE!
FL | municipal solid waste | ceiling check | 0.7114 | 0.67773 | 0.74509 | 0.95267 | 1.0474 | 1.4872 | 0.2505 | 1.635 | 0.2505 | BHRaSYC 2024 (tech-level) | FL¦municipal solid waste |  | #VALUE!
FL | natural gas combined cycle | ceiling check | 0.59029 | 0.60282 | 0.57803 | 1.0212 | 0.97924 | 189.1546 | 35.8197 | 181.4829 | 35.8411 | BHRaSYC 2024 (tech-level) | FL¦natural gas combined cycle |  | #VALUE!
FL | natural gas peaker | ceiling check | 0.076236 | 0.08056 | 0.070836 | 1.0567 | 0.92916 | 6.2372 | 8.8382 | 5.5677 | 8.9726 | BHRaSYC 2024 (tech-level) | FL¦natural gas peaker |  | #VALUE!
FL | natural gas steam turbine | ceiling check | 0.1537 | 0.1609 | 0.14657 | 1.0468 | 0.95362 | 7.6378 | 5.4189 | 6.8845 | 5.3619 | BHRaSYC 2024 (tech-level) | FL¦natural gas steam turbine |  | #VALUE!
FL | nuclear | level check | 0.9308 | 0.9047 | 0.9569 | 0.97196 | 1.028 | 29.0536 | 3.666 | 30.5876 | 3.649 | BHRaSYC 2024 (tech-level) | FL¦nuclear |  | #VALUE!
FL | offshore wind | level check | 0.2897 | [9 empty] | FL¦offshore wind |  | #VALUE!
FL | onshore wind | level check | 0.2533 | [9 empty] | FL¦onshore wind |  | #VALUE!
FL | petroleum | ceiling check | 0.076236 | 0.05779 | 0.090051 | 0.75804 | 1.1812 | 0.8074 | 1.5949 | 1.2179 | 1.5439 | BHRaSYC 2024 (tech-level) | FL¦petroleum |  | #VALUE!
FL | pumped hydro | ceiling check | 0.1125 | [9 empty] | FL¦pumped hydro |  | #VALUE!
FL | solar pv | level check | 0.2128 | 0.19444 | 0.23125 | 0.9137 | 1.0867 | 18.6386 | 10.9429 | 24.8872 | 12.2854 | BHRaSYC 2024 (tech-level) | FL¦solar pv |  | #VALUE!
FL | solar thermal | level check | 0.24395 |  |  |  |  | 0 | 0 | 0 | 0 | BHRaSYC 2024 (tech-level) | FL¦solar thermal |  | #VALUE!
GA | biomass | ceiling check | 0.6613 | 0.69246 | 0.63007 | 1.0471 | 0.95278 | 1.7852 | 0.2943 | 1.5609 | 0.2828 | BHRaSYC 2024 (tech-level) | GA¦biomass |  | #VALUE!
GA | geothermal | level check | 0.6595 | [9 empty] | GA¦geothermal |  | #VALUE!
GA | hard coal | ceiling check | 0.3715 | 0.34989 | 0.39306 | 0.94184 | 1.058 | 17.7161 | 5.78 | 19.9016 | 5.78 | BHRaSYC 2024 (tech-level) | GA¦hard coal |  | #VALUE!
GA | hydro | level check | 0.1632 | 0.16919 | 0.15718 | 1.0367 | 0.96314 | 2.9344 | 1.9799 | 2.7262 | 1.9799 | BHRaSYC 2024 (tech-level) | GA¦hydro |  | #VALUE!
GA | lignite | ceiling check | 0.638 | [9 empty] | GA¦lignite |  | #VALUE!
GA | municipal solid waste | ceiling check | 0.7342 | [9 empty] | GA¦municipal solid waste |  | #VALUE!
GA | natural gas combined cycle | ceiling check | 0.70976 | 0.71279 | 0.71287 | 1.0043 | 1.0044 | 50.5192 | 8.0908 | 50.4622 | 8.0808 | BHRaSYC 2024 (tech-level) | GA¦natural gas combined cycle |  | #VALUE!
GA | natural gas peaker | ceiling check | 0.053916 | 0.053028 | 0.054876 | 0.98352 | 1.0178 | 3.4206 | 7.3637 | 3.5352 | 7.354 | BHRaSYC 2024 (tech-level) | GA¦natural gas peaker |  | #VALUE!
GA | natural gas steam turbine | ceiling check | 0.2589 | 0.33055 | 0.18721 | 1.2767 | 0.72308 | 2.0964 | 0.724 | 1.1873 | 0.724 | BHRaSYC 2024 (tech-level) | GA¦natural gas steam turbine |  | #VALUE!
GA | nuclear | level check | 0.9003 | 0.87084 | 0.92981 | 0.96728 | 1.0328 | 47.9759 | 6.289 | 51.2248 | 6.289 | BHRaSYC 2024 (tech-level) | GA¦nuclear |  | #VALUE!
GA | offshore wind | level check | 0.3624 | [9 empty] | GA¦offshore wind |  | #VALUE!
GA | onshore wind | level check | 0.2753 | [9 empty] | GA¦onshore wind |  | #VALUE!
GA | petroleum | ceiling check | 0.053916 | 0.0090599 | 0.017985 | 0.16804 | 0.33357 | 0.0805 | 1.0143 | 0.1604 | 1.0181 | BHRaSYC 2024 (tech-level) | GA¦petroleum |  | #VALUE!
GA | pumped hydro | ceiling check | 0.11024 |  | -0.050995 |  | -0.46257 |  |  | -0.8476 | 1.8974 |  | GA¦pumped hydro |  | #VALUE!
GA | solar pv | level check | 0.2231 | 0.20968 | 0.23644 | 0.93985 | 1.0598 | 9.1829 | 4.9994 | 11.1824 | 5.3989 | BHRaSYC 2024 (tech-level) | GA¦solar pv |  | #VALUE!
GA | solar thermal | level check | 0.24036 | [9 empty] | GA¦solar thermal |  | #VALUE!
IA | biomass | ceiling check | 0.5102 | 0.92381 | 0.98935 | 1.8107 | 1.9391 | 0.1311 | 0.0162 | 0.1404 | 0.0162 | BHRaSYC 2024 (tech-level) | IA¦biomass |  | #VALUE!
IA | geothermal | level check | 0.6595 | [9 empty] | IA¦geothermal |  | #VALUE!
IA | hard coal | ceiling check | 0.3985 | 0.33861 | 0.45846 | 0.84972 | 1.1505 | 13.0304 | 4.3929 | 17.6979 | 4.4067 | BHRaSYC 2024 (tech-level) | IA¦hard coal |  | #VALUE!
IA | hydro | level check | 0.5943 | 0.56178 | 0.62676 | 0.94528 | 1.0546 | 1.0305 | 0.2094 | 1.1497 | 0.2094 | BHRaSYC 2024 (tech-level) | IA¦hydro |  | #VALUE!
IA | lignite | ceiling check | 0.638 | [9 empty] | IA¦lignite |  | #VALUE!
IA | municipal solid waste | ceiling check | 0.7342 | [9 empty] | IA¦municipal solid waste |  | #VALUE!
IA | natural gas combined cycle | ceiling check | 0.5195 | 0.5391 | 0.49989 | 1.0377 | 0.96225 | 8.0316 | 1.7007 | 7.4807 | 1.7083 | BHRaSYC 2024 (tech-level) | IA¦natural gas combined cycle |  | #VALUE!
IA | natural gas peaker | ceiling check | 0.041243 | 0.042613 | 0.039706 | 1.0332 | 0.96274 | 0.5095 | 1.3649 | 0.4768 | 1.3708 | BHRaSYC 2024 (tech-level) | IA¦natural gas peaker |  | #VALUE!
IA | natural gas steam turbine | ceiling check | 0.0901 | 0.08969 | 0.090487 | 0.99545 | 1.0043 | 0.3699 | 0.4708 | 0.3827 | 0.4828 | BHRaSYC 2024 (tech-level) | IA¦natural gas steam turbine |  | #VALUE!
IA | nuclear | level check | 0.909 | [9 empty] | IA¦nuclear |  | #VALUE!
IA | offshore wind | level check | 0.38147 | [9 empty] | IA¦offshore wind |  | #VALUE!
IA | onshore wind | level check | 0.3844 | 0.39288 | 0.37592 | 1.0221 | 0.97793 | 44.2751 | 12.8645 | 43.6035 | 13.2412 | BHRaSYC 2024 (tech-level) | IA¦onshore wind |  | #VALUE!
IA | petroleum | ceiling check | 0.041243 | 0.0062234 | 0.0097141 | 0.1509 | 0.23553 | 0.0423 | 0.7759 | 0.0652 | 0.7662 | BHRaSYC 2024 (tech-level) | IA¦petroleum |  | #VALUE!
IA | pumped hydro | ceiling check | 0.10328 | [9 empty] | IA¦pumped hydro |  | #VALUE!
IA | solar pv | level check | 0.1624 | 0.11203 | 0.21271 | 0.68983 | 1.3098 | 0.6635 | 0.6761 | 1.2846 | 0.6894 | BHRaSYC 2024 (tech-level) | IA¦solar pv |  | #VALUE!
IA | solar thermal | level check | 0.24069 | [9 empty] | IA¦solar thermal |  | #VALUE!
ID | biomass | ceiling check | 0.3164 | 0.3269 | 0.30614 | 1.0332 | 0.96758 | 0.0756 | 0.0264 | 0.0708 | 0.0264 | BHRaSYC 2024 (tech-level) | ID¦biomass |  | #VALUE!
ID | geothermal | level check | 0.6595 | 1.0502 | 0.93991 | 1.5925 | 1.4252 | 0.092 | 0.01 | 0.0881 | 0.0107 | BHRaSYC 2024 (tech-level) | ID¦geothermal |  | #VALUE!
ID | hard coal | ceiling check | 0.4576 | [9 empty] | ID¦hard coal |  | #VALUE!
ID | hydro | level check | 0.3845 | 0.39361 | 0.37548 | 1.0237 | 0.97655 | 9.1503 | 2.6538 | 8.8507 | 2.6908 | BHRaSYC 2024 (tech-level) | ID¦hydro |  | #VALUE!
ID | lignite | ceiling check | 0.638 | [9 empty] | ID¦lignite |  | #VALUE!
ID | municipal solid waste | ceiling check | 0.7342 | [9 empty] | ID¦municipal solid waste |  | #VALUE!
ID | natural gas combined cycle | ceiling check | 0.7402 | 0.70876 | 0.77178 | 0.95753 | 1.0427 | 3.2 | 0.5154 | 3.4703 | 0.5133 | BHRaSYC 2024 (tech-level) | ID¦natural gas combined cycle |  | #VALUE!
ID | natural gas peaker | ceiling check | 0.56188 | 0.57824 | 0.52685 | 1.0291 | 0.93765 | 2.8822 | 0.569 | 2.7188 | 0.5891 | BHRaSYC 2024 (tech-level) | ID¦natural gas peaker |  | #VALUE!
ID | natural gas steam turbine | ceiling check | 0.1919 | [9 empty] | ID¦natural gas steam turbine |  | #VALUE!
ID | nuclear | level check | 0.909 | [9 empty] | ID¦nuclear |  | #VALUE!
ID | offshore wind | level check | 0.37387 | [9 empty] | ID¦offshore wind |  | #VALUE!
ID | onshore wind | level check | 0.2955 | 0.30513 | 0.28586 | 1.0326 | 0.96737 | 3.0159 | 1.1283 | 2.8254 | 1.1283 | BHRaSYC 2024 (tech-level) | ID¦onshore wind |  | #VALUE!
ID | petroleum | ceiling check | 0.56188 | 0 | 0 | 0 | 0 | 0 | 0.0056 | 0 | 0.0053 | BHRaSYC 2024 (tech-level) | ID¦petroleum |  | #VALUE!
ID | pumped hydro | ceiling check | 0.11141 | [9 empty] | ID¦pumped hydro |  | #VALUE!
ID | solar pv | level check | 0.2484 | 0.23176 | 0.26507 | 0.933 | 1.0671 | 1.0151 | 0.5 | 1.6254 | 0.7 | BHRaSYC 2024 (tech-level) | ID¦solar pv |  | #VALUE!
ID | solar thermal | level check | 0.2409 | [9 empty] | ID¦solar thermal |  | #VALUE!
IL | biomass | ceiling check | 0.4513 | 0.46407 | 0.43863 | 1.0283 | 0.97192 | 0.2244 | 0.0552 | 0.2121 | 0.0552 | BHRaSYC 2024 (tech-level) | IL¦biomass |  | #VALUE!
IL | geothermal | level check | 0.6595 | [9 empty] | IL¦geothermal |  | #VALUE!
IL | hard coal | ceiling check | 0.50459 | 0.47227 | 0.53794 | 0.93594 | 1.0661 | 26.2981 | 6.3567 | 29.9767 | 6.3613 | BHRaSYC 2024 (tech-level) | IL¦hard coal |  | #VALUE!
IL | hydro | level check | 0.3135 | 0.26972 | 0.35723 | 0.86036 | 1.1395 | 0.0749 | 0.0317 | 0.0992 | 0.0317 | BHRaSYC 2024 (tech-level) | IL¦hydro |  | #VALUE!
IL | lignite | ceiling check | 0.638 | [9 empty] | IL¦lignite |  | #VALUE!
IL | municipal solid waste | ceiling check | 0.7342 | [9 empty] | IL¦municipal solid waste |  | #VALUE!
IL | natural gas combined cycle | ceiling check | 0.5414 | 0.54057 | 0.54225 | 0.99847 | 1.0016 | 25.8043 | 5.4492 | 25.887 | 5.4498 | BHRaSYC 2024 (tech-level) | IL¦natural gas combined cycle |  | #VALUE!
IL | natural gas peaker | ceiling check | 0.037928 | 0.03307 | 0.042811 | 0.87191 | 1.1288 | 3.0047 | 10.3721 | 3.8875 | 10.3659 | BHRaSYC 2024 (tech-level) | IL¦natural gas peaker |  | #VALUE!
IL | natural gas steam turbine | ceiling check | 0.2057 | 0.22952 | 0.18216 | 1.1158 | 0.88557 | 0.0567 | 0.0282 | 0.045 | 0.0282 | BHRaSYC 2024 (tech-level) | IL¦natural gas steam turbine |  | #VALUE!
IL | nuclear | level check | 0.9693 | 0.97705 | 0.96154 | 1.008 | 0.99199 | 99.2119 | 11.5916 | 97.6703 | 11.5956 | BHRaSYC 2024 (tech-level) | IL¦nuclear |  | #VALUE!
IL | offshore wind | level check | 0.37882 | [9 empty] | IL¦offshore wind |  | #VALUE!
IL | onshore wind | level check | 0.3506 | 0.36118 | 0.34001 | 1.0302 | 0.96981 | 24.9065 | 7.872 | 25.1051 | 8.4287 | BHRaSYC 2024 (tech-level) | IL¦onshore wind |  | #VALUE!
IL | petroleum | ceiling check | 0.037928 | 0.0036178 | 0.006037 | 0.095388 | 0.15917 | 0.0206 | 0.65 | 0.0342 | 0.6467 | BHRaSYC 2024 (tech-level) | IL¦petroleum |  | #VALUE!
IL | pumped hydro | ceiling check | 0.10378 | [9 empty] | IL¦pumped hydro |  | #VALUE!
IL | solar pv | level check | 0.1464 | 0.11793 | 0.17496 | 0.80553 | 1.1951 | 3.0527 | 2.955 | 6.528 | 4.2593 | BHRaSYC 2024 (tech-level) | IL¦solar pv |  | #VALUE!
IL | solar thermal | level check | 0.24265 | [9 empty] | IL¦solar thermal |  | #VALUE!
IN | biomass | ceiling check | 0.4477 | 0.46691 | 0.42851 | 1.0429 | 0.95714 | 0.1362 | 0.0333 | 0.125 | 0.0333 | BHRaSYC 2024 (tech-level) | IN¦biomass |  | #VALUE!
IN | geothermal | level check | 0.6595 | [9 empty] | IN¦geothermal |  | #VALUE!
IN | hard coal | ceiling check | 0.4014 | 0.36356 | 0.4392 | 0.90574 | 1.0942 | 40.5152 | 12.7214 | 49.2157 | 12.792 | BHRaSYC 2024 (tech-level) | IN¦hard coal |  | #VALUE!
IN | hydro | level check | 0.5513 | 0.60877 | 0.49396 | 1.1042 | 0.89599 | 0.3685 | 0.0691 | 0.299 | 0.0691 | BHRaSYC 2024 (tech-level) | IN¦hydro |  | #VALUE!
IN | lignite | ceiling check | 0.638 | [9 empty] | IN¦lignite |  | #VALUE!
IN | municipal solid waste | ceiling check | 0.7342 | [9 empty] | IN¦municipal solid waste |  | #VALUE!
IN | natural gas combined cycle | ceiling check | 0.8561 | 0.8726 | 0.83963 | 1.0193 | 0.98076 | 29.7528 | 3.8923 | 29.0227 | 3.9459 | BHRaSYC 2024 (tech-level) | IN¦natural gas combined cycle |  | #VALUE!
IN | natural gas peaker | ceiling check | 0.14158 | 0.15918 | 0.10915 | 1.1243 | 0.77091 | 4.4922 | 3.2216 | 3.4989 | 3.6595 | BHRaSYC 2024 (tech-level) | IN¦natural gas peaker |  | #VALUE!
IN | natural gas steam turbine | ceiling check | 0.5844 | 0.60003 | 0.56873 | 1.0267 | 0.97318 | 3.364 | 0.64 | 3.1885 | 0.64 | BHRaSYC 2024 (tech-level) | IN¦natural gas steam turbine |  | #VALUE!
IN | nuclear | level check | 0.909 | [9 empty] | IN¦nuclear |  | #VALUE!
IN | offshore wind | level check | 0.37372 | [9 empty] | IN¦offshore wind |  | #VALUE!
IN | onshore wind | level check | 0.3126 | 0.32348 | 0.30172 | 1.0348 | 0.96518 | 10.3122 | 3.6391 | 10.1804 | 3.8518 | BHRaSYC 2024 (tech-level) | IN¦onshore wind |  | #VALUE!
IN | petroleum | ceiling check | 0.14158 | 0.21595 | 0.23522 | 1.5253 | 1.6614 | 0.1188 | 0.0628 | 0.1294 | 0.0628 | BHRaSYC 2024 (tech-level) | IN¦petroleum |  | #VALUE!
IN | pumped hydro | ceiling check | 0.11762 | [9 empty] | IN¦pumped hydro |  | #VALUE!
IN | solar pv | level check | 0.1533 | 0.14169 | 0.16498 | 0.92426 | 1.0762 | 3.0896 | 2.4892 | 6.6355 | 4.5914 | BHRaSYC 2024 (tech-level) | IN¦solar pv |  | #VALUE!
IN | solar thermal | level check | 0.2536 | [9 empty] | IN¦solar thermal |  | #VALUE!
KS | biomass | ceiling check | 0.5102 | 0.70396 | 0.74835 | 1.3798 | 1.4668 | 0.0555 | 0.009 | 0.059 | 0.009 | BHRaSYC 2024 (tech-level) | KS¦biomass |  | #VALUE!
KS | geothermal | level check | 0.6595 | [9 empty] | KS¦geothermal |  | #VALUE!
KS | hard coal | ceiling check | 0.39336 | 0.31801 | 0.46881 | 0.80844 | 1.1918 | 13.0792 | 4.695 | 19.3419 | 4.7098 | BHRaSYC 2024 (tech-level) | KS¦hard coal |  | #VALUE!
KS | hydro | level check | 0.3443 | 0.32616 | 0.37997 | 0.94731 | 1.1036 | 0.02 | 0.007 | 0.0233 | 0.007 | BHRaSYC 2024 (tech-level) | KS¦hydro |  | #VALUE!
KS | lignite | ceiling check | 0.638 | [9 empty] | KS¦lignite |  | #VALUE!
KS | municipal solid waste | ceiling check | 0.7342 | [9 empty] | KS¦municipal solid waste |  | #VALUE!
KS | natural gas combined cycle | ceiling check | 0.5916 | 0.57817 | 0.60495 | 0.9773 | 1.0226 | 1.251 | 0.247 | 1.3365 | 0.2522 | BHRaSYC 2024 (tech-level) | KS¦natural gas combined cycle |  | #VALUE!
KS | natural gas peaker | ceiling check | 0.095243 | 0.1223 | 0.067633 | 1.2841 | 0.71011 | 2.9164 | 2.7221 | 1.6259 | 2.7443 | BHRaSYC 2024 (tech-level) | KS¦natural gas peaker |  | #VALUE!
KS | natural gas steam turbine | ceiling check | 0.0837 | 0.11307 | 0.054344 | 1.3509 | 0.64928 | 0.7925 | 0.8001 | 0.2386 | 0.5012 | BHRaSYC 2024 (tech-level) | KS¦natural gas steam turbine |  | #VALUE!
KS | nuclear | level check | 0.8961 | 0.89293 | 0.89921 | 0.99646 | 1.0035 | 9.2042 | 1.1767 | 9.269 | 1.1767 | BHRaSYC 2024 (tech-level) | KS¦nuclear |  | #VALUE!
KS | offshore wind | level check | 0.35704 | [9 empty] | KS¦offshore wind |  | #VALUE!
KS | onshore wind | level check | 0.3609 | 0.3761 | 0.34561 | 1.0421 | 0.95763 | 29.7702 | 9.036 | 29.1986 | 9.6444 | BHRaSYC 2024 (tech-level) | KS¦onshore wind |  | #VALUE!
KS | petroleum | ceiling check | 0.095243 | 0.020608 | 0.014462 | 0.21637 | 0.15185 | 0.0975 | 0.5401 | 0.0749 | 0.5912 | BHRaSYC 2024 (tech-level) | KS¦petroleum |  | #VALUE!
KS | pumped hydro | ceiling check | 0.11333 | [9 empty] | KS¦pumped hydro |  | #VALUE!
KS | solar pv | level check | 0.1939 | 0.21096 | 0.17688 | 1.088 | 0.91223 | 0.1216 | 0.0658 | 0.4306 | 0.2779 | BHRaSYC 2024 (tech-level) | KS¦solar pv |  | #VALUE!
KS | solar thermal | level check | 0.24627 | [9 empty] | KS¦solar thermal |  | #VALUE!
KY | biomass | ceiling check | 0.5102 | 0.61594 | 0.57015 | 1.2072 | 1.1175 | 0.0982 | 0.0182 | 0.0909 | 0.0182 | BHRaSYC 2024 (tech-level) | KY¦biomass |  | #VALUE!
KY | geothermal | level check | 0.6595 | [9 empty] | KY¦geothermal |  | #VALUE!
KY | hard coal | ceiling check | 0.6184 | 0.59292 | 0.64395 | 0.9588 | 1.0413 | 44.8293 | 8.631 | 48.6876 | 8.631 | BHRaSYC 2024 (tech-level) | KY¦hard coal |  | #VALUE!
KY | hydro | level check | 0.4293 | 0.41287 | 0.44574 | 0.96173 | 1.0383 | 4.1137 | 1.1374 | 4.4412 | 1.1374 | BHRaSYC 2024 (tech-level) | KY¦hydro |  | #VALUE!
KY | lignite | ceiling check | 0.638 | [9 empty] | KY¦lignite |  | #VALUE!
KY | municipal solid waste | ceiling check | 0.7342 | [9 empty] | KY¦municipal solid waste |  | #VALUE!
KY | natural gas combined cycle | ceiling check | 0.7175 | 0.65242 | 0.78257 | 0.90929 | 1.0907 | 10.2359 | 1.791 | 12.2779 | 1.791 | BHRaSYC 2024 (tech-level) | KY¦natural gas combined cycle |  | #VALUE!
KY | natural gas peaker | ceiling check | 0.098463 | 0.10192 | 0.095595 | 1.0351 | 0.97087 | 4.979 | 5.5766 | 4.6411 | 5.5422 | BHRaSYC 2024 (tech-level) | KY¦natural gas peaker |  | #VALUE!
KY | natural gas steam turbine | ceiling check | 0.2924 | 0.29389 | 0.29097 | 1.0051 | 0.9951 | 1.8382 | 0.714 | 1.8199 | 0.714 | BHRaSYC 2024 (tech-level) | KY¦natural gas steam turbine |  | #VALUE!
KY | nuclear | level check | 0.909 | [9 empty] | KY¦nuclear |  | #VALUE!
KY | offshore wind | level check | 0.33744 | [9 empty] | KY¦offshore wind |  | #VALUE!
KY | onshore wind | level check | 0.2955 | [9 empty] | KY¦onshore wind |  | #VALUE!
KY | petroleum | ceiling check | 0.098463 | 0.61411 | 0.81177 | 6.237 | 8.2444 | 0.0581 | 0.0108 | 0.0768 | 0.0108 | BHRaSYC 2024 (tech-level) | KY¦petroleum |  | #VALUE!
KY | pumped hydro | ceiling check | 0.1338 | [9 empty] | KY¦pumped hydro |  | #VALUE!
KY | solar pv | level check | 0.1174 | 0.073857 | 0.16101 | 0.62911 | 1.3714 | 0.2751 | 0.4252 | 1.6011 | 1.1352 | BHRaSYC 2024 (tech-level) | KY¦solar pv |  | #VALUE!
KY | solar thermal | level check | 0.26227 | [9 empty] | KY¦solar thermal |  | #VALUE!
LA | biomass | ceiling check | 0.5102 | 0.80217 | 0.85565 | 1.5723 | 1.6771 | 0.078 | 0.0111 | 0.0832 | 0.0111 | BHRaSYC 2024 (tech-level) | LA¦biomass |  | #VALUE!
LA | geothermal | level check | 0.6595 | [9 empty] | LA¦geothermal |  | #VALUE!
LA | hard coal | ceiling check | 0.2521 | 0.19907 | 0.30505 | 0.78966 | 1.21 | 3.6998 | 2.1216 | 5.5312 | 2.0699 | BHRaSYC 2024 (tech-level) | LA¦hard coal |  | #VALUE!
LA | hydro | level check | 0.5573 | 0.5263 | 0.58832 | 0.94438 | 1.0557 | 0.8852 | 0.192 | 0.9895 | 0.192 | BHRaSYC 2024 (tech-level) | LA¦hydro |  | #VALUE!
LA | lignite | ceiling check | 0.638 |  |  |  |  | 0 | 0 | 0 | 0 | BHRaSYC 2024 (tech-level) | LA¦lignite |  | #VALUE!
LA | municipal solid waste | ceiling check | 0.7342 | [9 empty] | LA¦municipal solid waste |  | #VALUE!
LA | natural gas combined cycle | ceiling check | 0.6201 | 0.66016 | 0.58008 | 1.0646 | 0.93546 | 40.9964 | 7.0891 | 39.4554 | 7.7645 | BHRaSYC 2024 (tech-level) | LA¦natural gas combined cycle |  | #VALUE!
LA | natural gas peaker | ceiling check | 0.071795 | 0.061571 | 0.082047 | 0.85759 | 1.1428 | 0.9578 | 1.7758 | 1.2759 | 1.7752 | BHRaSYC 2024 (tech-level) | LA¦natural gas peaker |  | #VALUE!
LA | natural gas steam turbine | ceiling check | 0.19539 | 0.21351 | 0.1773 | 1.0927 | 0.90742 | 9.1668 | 4.9011 | 7.6056 | 4.8968 | BHRaSYC 2024 (tech-level) | LA¦natural gas steam turbine |  | #VALUE!
LA | nuclear | level check | 0.8313 | 0.81528 | 0.84731 | 0.98073 | 1.0193 | 14.6516 | 2.0515 | 15.2546 | 2.0552 | BHRaSYC 2024 (tech-level) | LA¦nuclear |  | #VALUE!
LA | offshore wind | level check | 0.3297 | [9 empty] | LA¦offshore wind |  | #VALUE!
LA | onshore wind | level check | 0.2992 | [9 empty] | LA¦onshore wind |  | #VALUE!
LA | petroleum | ceiling check | 0.071795 | 0.0063404 | 0.059103 | 0.088313 | 0.82322 | 0.0466 | 0.839 | 0.4508 | 0.8707 | BHRaSYC 2024 (tech-level) | LA¦petroleum |  | #VALUE!
LA | pumped hydro | ceiling check | 0.10346 | [9 empty] | LA¦pumped hydro |  | #VALUE!
LA | solar pv | level check | 0.1673 | 0.12999 | 0.20462 | 0.77698 | 1.2231 | 1.1986 | 1.0526 | 2.3922 | 1.3346 | BHRaSYC 2024 (tech-level) | LA¦solar pv |  | #VALUE!
LA | solar thermal | level check | 0.23144 | [9 empty] | LA¦solar thermal |  | #VALUE!
MA | biomass | ceiling check | 0.4434 | 0.41392 | 0.47298 | 0.93352 | 1.0667 | 0.1396 | 0.0385 | 0.1446 | 0.0349 | BHRaSYC 2024 (tech-level) | MA¦biomass |  | #VALUE!
MA | geothermal | level check | 0.6595 | [9 empty] | MA¦geothermal |  | #VALUE!
MA | hard coal | ceiling check | 0.4576 | [9 empty] | MA¦hard coal |  | #VALUE!
MA | hydro | level check | 0.3529 | 0.37785 | 0.32785 | 1.0707 | 0.92901 | 0.8778 | 0.2652 | 0.7648 | 0.2663 | BHRaSYC 2024 (tech-level) | MA¦hydro |  | #VALUE!
MA | lignite | ceiling check | 0.638 | [9 empty] | MA¦lignite |  | #VALUE!
MA | municipal solid waste | ceiling check | 0.8494 | 0.87227 | 0.82652 | 1.0269 | 0.97306 | 0.7855 | 0.1028 | 0.7443 | 0.1028 | BHRaSYC 2024 (tech-level) | MA¦municipal solid waste |  | #VALUE!
MA | natural gas combined cycle | ceiling check | 0.3963 | 0.38563 | 0.40705 | 0.97306 | 1.0271 | 14.8203 | 4.3872 | 16.3222 | 4.5775 | BHRaSYC 2024 (tech-level) | MA¦natural gas combined cycle |  | #VALUE!
MA | natural gas peaker | ceiling check | 0.1117 | 0.11857 | 0.10555 | 1.0615 | 0.94494 | 0.4621 | 0.4449 | 0.4085 | 0.4418 | BHRaSYC 2024 (tech-level) | MA¦natural gas peaker |  | #VALUE!
MA | natural gas steam turbine | ceiling check | 0.1919 |  |  |  |  | -0.0001 | 0 | 0.0335 | 0 | BHRaSYC 2024 (tech-level) | MA¦natural gas steam turbine |  | #VALUE!
MA | nuclear | level check | 0.909 | [9 empty] | MA¦nuclear |  | #VALUE!
MA | offshore wind | level check | 0.5435 | [9 empty] | MA¦offshore wind |  | #VALUE!
MA | onshore wind | level check | 0.3617 | 0.20376 | 0.23708 | 0.56335 | 0.65546 | 0.1519 | 0.0851 | 0.173 | 0.0833 | BHRaSYC 2024 (tech-level) | MA¦onshore wind |  | #VALUE!
MA | petroleum | ceiling check | 0.1117 | 0.0085327 | 0.023359 | 0.076389 | 0.20912 | 0.163 | 2.1807 | 0.4006 | 1.9577 | BHRaSYC 2024 (tech-level) | MA¦petroleum |  | #VALUE!
MA | pumped hydro | ceiling check | 0.10937 |  | -0.027325 |  | -0.24984 |  |  | -0.439 | 1.834 |  | MA¦pumped hydro |  | #VALUE!
MA | solar pv | level check | 0.1675 | 0.16999 | 0.16506 | 1.0149 | 0.98541 | 2.1132 | 1.4191 | 2.1311 | 1.4739 | BHRaSYC 2024 (tech-level) | MA¦solar pv |  | #VALUE!
MA | solar thermal | level check | 0.24678 | [9 empty] | MA¦solar thermal |  | #VALUE!
MD | biomass | ceiling check | 0.5102 | 0.38145 | 0.3724 | 0.74764 | 0.7299 | 0.0548 | 0.0164 | 0.0535 | 0.0164 | BHRaSYC 2024 (tech-level) | MD¦biomass |  | #VALUE!
MD | geothermal | level check | 0.6595 | [9 empty] | MD¦geothermal |  | #VALUE!
MD | hard coal | ceiling check | 0.20849 | 0.22111 | 0.20568 | 1.0605 | 0.98648 | 2.4657 | 1.273 | 2.2936 | 1.273 | BHRaSYC 2024 (tech-level) | MD¦hard coal |  | #VALUE!
MD | hydro | level check | 0.3782 | 0.40975 | 0.34659 | 1.0834 | 0.91642 | 1.8482 | 0.5149 | 1.5633 | 0.5149 | BHRaSYC 2024 (tech-level) | MD¦hydro |  | #VALUE!
MD | lignite | ceiling check | 0.638 | [9 empty] | MD¦lignite |  | #VALUE!
MD | municipal solid waste | ceiling check | 0.5757 | 0.61107 | 0.54048 | 1.0614 | 0.93882 | 0.6172 | 0.1153 | 0.5459 | 0.1153 | BHRaSYC 2024 (tech-level) | MD¦municipal solid waste |  | #VALUE!
MD | natural gas combined cycle | ceiling check | 0.5282 | 0.5073 | 0.54915 | 0.96044 | 1.0397 | 12.0725 | 2.7166 | 13.0881 | 2.7207 | BHRaSYC 2024 (tech-level) | MD¦natural gas combined cycle |  | #VALUE!
MD | natural gas peaker | ceiling check | 0.050347 | 0.039037 | 0.062375 | 0.77537 | 1.2389 | 0.5558 | 1.6253 | 0.8778 | 1.6065 | BHRaSYC 2024 (tech-level) | MD¦natural gas peaker |  | #VALUE!
MD | natural gas steam turbine | ceiling check | 0.1255 | 0.088549 | 0.1625 | 0.70557 | 1.2949 | 0.9171 | 1.1823 | 1.6802 | 1.1803 | BHRaSYC 2024 (tech-level) | MD¦natural gas steam turbine |  | #VALUE!
MD | nuclear | level check | 0.9654 | 0.96312 | 0.96776 | 0.99764 | 1.0024 | 14.7241 | 1.7452 | 14.7951 | 1.7452 | BHRaSYC 2024 (tech-level) | MD¦nuclear |  | #VALUE!
MD | offshore wind | level check | 0.4863 | [9 empty] | MD¦offshore wind |  | #VALUE!
MD | onshore wind | level check | 0.3274 | 0.33544 | 0.3193 | 1.0245 | 0.97526 | 0.5583 | 0.19 | 0.685 | 0.2449 | BHRaSYC 2024 (tech-level) | MD¦onshore wind |  | #VALUE!
MD | petroleum | ceiling check | 0.050347 | 0.015689 | 0.028711 | 0.31163 | 0.57027 | 0.2113 | 1.5374 | 0.3789 | 1.5065 | BHRaSYC 2024 (tech-level) | MD¦petroleum |  | #VALUE!
MD | pumped hydro | ceiling check | 0.1285 | [9 empty] | MD¦pumped hydro |  | #VALUE!
MD | solar pv | level check | 0.1525 | 0.17716 | 0.12777 | 1.1617 | 0.83781 | 1.0238 | 0.6597 | 1.1734 | 1.0484 | BHRaSYC 2024 (tech-level) | MD¦solar pv |  | #VALUE!
MD | solar thermal | level check | 0.24806 | [9 empty] | MD¦solar thermal |  | #VALUE!
ME | biomass | ceiling check | 0.374 | 0.37285 | 0.37521 | 0.99692 | 1.0032 | 0.9302 | 0.2848 | 0.9361 | 0.2848 | BHRaSYC 2024 (tech-level) | ME¦biomass |  | #VALUE!
ME | geothermal | level check | 0.6595 | [9 empty] | ME¦geothermal |  | #VALUE!
ME | hard coal | ceiling check | 0.4576 |  |  |  |  | 0.0294 | 0 | 0.0318 | 0 | BHRaSYC 2024 (tech-level) | ME¦hard coal |  | #VALUE!
ME | hydro | level check | 0.4269 | 0.4522 | 0.40166 | 1.0593 | 0.94088 | 2.805 | 0.7081 | 2.4915 | 0.7081 | BHRaSYC 2024 (tech-level) | ME¦hydro |  | #VALUE!
ME | lignite | ceiling check | 0.638 | [9 empty] | ME¦lignite |  | #VALUE!
ME | municipal solid waste | ceiling check | 0.7342 | 0.88048 | 0.87155 | 1.1992 | 1.1871 | 0.0887 | 0.0115 | 0.0878 | 0.0115 | BHRaSYC 2024 (tech-level) | ME¦municipal solid waste |  | #VALUE!
ME | natural gas combined cycle | ceiling check | 0.5292 | 0.55696 | 0.50138 | 1.0525 | 0.94744 | 6.207 | 1.2722 | 5.614 | 1.2782 | BHRaSYC 2024 (tech-level) | ME¦natural gas combined cycle |  | #VALUE!
ME | natural gas peaker | ceiling check | 0.0079241 | 0.0088502 | 0.0069904 | 1.1169 | 0.88217 | 0.0138 | 0.178 | 0.0109 | 0.178 | BHRaSYC 2024 (tech-level) | ME¦natural gas peaker |  | #VALUE!
ME | natural gas steam turbine | ceiling check | 0.1919 |  |  |  |  | 0.0009 | 0 | 0.0007 | 0 | BHRaSYC 2024 (tech-level) | ME¦natural gas steam turbine |  | #VALUE!
ME | nuclear | level check | 0.909 | [9 empty] | ME¦nuclear |  | #VALUE!
ME | offshore wind | level check | 0.5347 | [9 empty] | ME¦offshore wind |  | #VALUE!
ME | onshore wind | level check | 0.2727 | 0.27124 | 0.27413 | 0.99466 | 1.0052 | 2.4462 | 1.0295 | 2.916 | 1.2143 | BHRaSYC 2024 (tech-level) | ME¦onshore wind |  | #VALUE!
ME | petroleum | ceiling check | 0.0079241 | 0.0064059 | 0.020044 | 0.80841 | 2.5295 | 0.0473 | 0.8429 | 0.148 | 0.8429 | BHRaSYC 2024 (tech-level) | ME¦petroleum |  | #VALUE!
ME | pumped hydro | ceiling check | 0.1247 | [9 empty] | ME¦pumped hydro |  | #VALUE!
ME | solar pv | level check | 0.1514 | 0.13012 | 0.17273 | 0.85948 | 1.1409 | 0.9452 | 0.8292 | 1.3228 | 0.8742 | BHRaSYC 2024 (tech-level) | ME¦solar pv |  | #VALUE!
ME | solar thermal | level check | 0.2493 | [9 empty] | ME¦solar thermal |  | #VALUE!
MI | biomass | ceiling check | 0.4976 | 0.49027 | 0.50498 | 0.98528 | 1.0148 | 1.3039 | 0.3036 | 1.343 | 0.3036 | BHRaSYC 2024 (tech-level) | MI¦biomass |  | #VALUE!
MI | geothermal | level check | 0.6595 | [9 empty] | MI¦geothermal |  | #VALUE!
MI | hard coal | ceiling check | 0.5485 | 0.51302 | 0.58392 | 0.93531 | 1.0646 | 25.7352 | 5.7265 | 29.292 | 5.7265 | BHRaSYC 2024 (tech-level) | MI¦hard coal |  | #VALUE!
MI | hydro | level check | 0.5506 | 0.5442 | 0.55696 | 0.98838 | 1.0116 | 1.2471 | 0.2616 | 1.2783 | 0.262 | BHRaSYC 2024 (tech-level) | MI¦hydro |  | #VALUE!
MI | lignite | ceiling check | 0.638 | [9 empty] | MI¦lignite |  | #VALUE!
MI | municipal solid waste | ceiling check | 0.7342 | [9 empty] | MI¦municipal solid waste |  | #VALUE!
MI | natural gas combined cycle | ceiling check | 0.6435 | 0.62806 | 0.65901 | 0.97601 | 1.0241 | 41.9381 | 7.6226 | 44.1435 | 7.6466 | BHRaSYC 2024 (tech-level) | MI¦natural gas combined cycle |  | #VALUE!
MI | natural gas peaker | ceiling check | 0.26407 | 0.31159 | 0.21704 | 1.18 | 0.82191 | 10.524 | 3.8556 | 7.3138 | 3.8468 | BHRaSYC 2024 (tech-level) | MI¦natural gas peaker |  | #VALUE!
MI | natural gas steam turbine | ceiling check | 0.0982 | 0.11906 | 0.077307 | 1.2124 | 0.78724 | 2.1144 | 2.0273 | 1.3729 | 2.0273 | BHRaSYC 2024 (tech-level) | MI¦natural gas steam turbine |  | #VALUE!
MI | nuclear | level check | 0.7516 | 0.73415 | 0.76915 | 0.97678 | 1.0234 | 26.2808 | 4.0865 | 27.534 | 4.0865 | BHRaSYC 2024 (tech-level) | MI¦nuclear |  | #VALUE!
MI | offshore wind | level check | 0.36377 | [9 empty] | MI¦offshore wind |  | #VALUE!
MI | onshore wind | level check | 0.3019 | 0.29758 | 0.30624 | 0.9857 | 1.0144 | 9.8389 | 3.7743 | 10.1252 | 3.7743 | BHRaSYC 2024 (tech-level) | MI¦onshore wind |  | #VALUE!
MI | petroleum | ceiling check | 0.26407 | 0.41043 | 0.48566 | 1.5543 | 1.8391 | 1.3443 | 0.3739 | 1.5822 | 0.3719 | BHRaSYC 2024 (tech-level) | MI¦petroleum |  | #VALUE!
MI | pumped hydro | ceiling check | 0.062009 |  | -0.033386 |  | -0.5384 |  |  | -0.6375 | 2.1798 |  | MI¦pumped hydro |  | #VALUE!
MI | solar pv | level check | 0.1728 | 0.18343 | 0.16216 | 1.0615 | 0.93841 | 1.8591 | 1.157 | 2.791 | 1.9648 | BHRaSYC 2024 (tech-level) | MI¦solar pv |  | #VALUE!
MI | solar thermal | level check | 0.24116 | [9 empty] | MI¦solar thermal |  | #VALUE!
MN | biomass | ceiling check | 0.3293 | 0.37396 | 0.28469 | 1.1356 | 0.86454 | 0.2149 | 0.0656 | 0.1636 | 0.0656 | BHRaSYC 2024 (tech-level) | MN¦biomass |  | #VALUE!
MN | geothermal | level check | 0.6595 | [9 empty] | MN¦geothermal |  | #VALUE!
MN | hard coal | ceiling check | 0.4805 | 0.42863 | 0.53227 | 0.89205 | 1.1077 | 11.2794 | 3.004 | 14.0067 | 3.004 | BHRaSYC 2024 (tech-level) | MN¦hard coal |  | #VALUE!
MN | hydro | level check | 0.4454 | 0.47302 | 0.41782 | 1.062 | 0.93809 | 0.8047 | 0.1942 | 0.7108 | 0.1942 | BHRaSYC 2024 (tech-level) | MN¦hydro |  | #VALUE!
MN | lignite | ceiling check | 0.638 |  |  |  |  | 0 | 0 | 0 | 0 | BHRaSYC 2024 (tech-level) | MN¦lignite |  | #VALUE!
MN | municipal solid waste | ceiling check | 0.6648 | 0.69967 | 0.6299 | 1.0525 | 0.9475 | 0.4272 | 0.0697 | 0.3846 | 0.0697 | BHRaSYC 2024 (tech-level) | MN¦municipal solid waste |  | #VALUE!
MN | natural gas combined cycle | ceiling check | 0.46824 | 0.58631 | 0.35621 | 1.2522 | 0.76075 | 12.7528 | 2.483 | 7.748 | 2.483 | BHRaSYC 2024 (tech-level) | MN¦natural gas combined cycle |  | #VALUE!
MN | natural gas peaker | ceiling check | 0.1033 | 0.094269 | 0.11017 | 0.91261 | 1.0666 | 2.3095 | 2.7967 | 2.7518 | 2.8513 | BHRaSYC 2024 (tech-level) | MN¦natural gas peaker |  | #VALUE!
MN | natural gas steam turbine | ceiling check | 0.1721 | 0.16853 | 0.17571 | 0.97926 | 1.021 | 0.2588 | 0.1753 | 0.2746 | 0.1784 | BHRaSYC 2024 (tech-level) | MN¦natural gas steam turbine |  | #VALUE!
MN | nuclear | level check | 0.8632 | 0.81601 | 0.9103 | 0.94533 | 1.0546 | 11.8446 | 1.657 | 13.2133 | 1.657 | BHRaSYC 2024 (tech-level) | MN¦nuclear |  | #VALUE!
MN | offshore wind | level check | 0.38608 | [9 empty] | MN¦offshore wind |  | #VALUE!
MN | onshore wind | level check | 0.3454 | 0.34441 | 0.34637 | 0.99713 | 1.0028 | 14.7578 | 4.8915 | 14.9777 | 4.9363 | BHRaSYC 2024 (tech-level) | MN¦onshore wind |  | #VALUE!
MN | petroleum | ceiling check | 0.1033 | 0.0026212 | 0.0035846 | 0.025376 | 0.034702 | 0.0167 | 0.7273 | 0.0182 | 0.5796 | BHRaSYC 2024 (tech-level) | MN¦petroleum |  | #VALUE!
MN | pumped hydro | ceiling check | 0.10744 | [9 empty] | MN¦pumped hydro |  | #VALUE!
MN | solar pv | level check | 0.1673 | 0.15687 | 0.17769 | 0.93768 | 1.0621 | 2.1942 | 1.5967 | 2.9 | 1.8631 | BHRaSYC 2024 (tech-level) | MN¦solar pv |  | #VALUE!
MN | solar thermal | level check | 0.23608 | [9 empty] | MN¦solar thermal |  | #VALUE!
MO | biomass | ceiling check | 0.5102 | 0.44439 | 0.4289 | 0.87101 | 0.84065 | 0.0545 | 0.014 | 0.0526 | 0.014 | BHRaSYC 2024 (tech-level) | MO¦biomass |  | #VALUE!
MO | geothermal | level check | 0.6595 | [9 empty] | MO¦geothermal |  | #VALUE!
MO | hard coal | ceiling check | 0.5664 | 0.51904 | 0.61383 | 0.91639 | 1.0837 | 38.8261 | 8.5392 | 45.9881 | 8.5525 | BHRaSYC 2024 (tech-level) | MO¦hard coal |  | #VALUE!
MO | hydro | level check | 0.2118 | 0.21237 | 0.21131 | 1.0027 | 0.99767 | 1.0204 | 0.5485 | 1.0153 | 0.5485 | BHRaSYC 2024 (tech-level) | MO¦hydro |  | #VALUE!
MO | lignite | ceiling check | 0.638 | [9 empty] | MO¦lignite |  | #VALUE!
MO | municipal solid waste | ceiling check | 0.7342 | [9 empty] | MO¦municipal solid waste |  | #VALUE!
MO | natural gas combined cycle | ceiling check | 0.3815 | 0.38879 | 0.37428 | 1.0191 | 0.98107 | 6.4342 | 1.8892 | 6.3731 | 1.9438 | BHRaSYC 2024 (tech-level) | MO¦natural gas combined cycle |  | #VALUE!
MO | natural gas peaker | ceiling check | 0.070246 | 0.072728 | 0.06734 | 1.0353 | 0.95863 | 2.1516 | 3.3772 | 2.0047 | 3.3984 | BHRaSYC 2024 (tech-level) | MO¦natural gas peaker |  | #VALUE!
MO | natural gas steam turbine | ceiling check | 0.189 | 0.20757 | 0.17049 | 1.0982 | 0.90205 | 0.3382 | 0.186 | 0.2518 | 0.1686 | BHRaSYC 2024 (tech-level) | MO¦natural gas steam turbine |  | #VALUE!
MO | nuclear | level check | 0.8462 | 1.0097 | 0.68265 | 1.1932 | 0.80672 | 10.5258 | 1.19 | 7.1162 | 1.19 | BHRaSYC 2024 (tech-level) | MO¦nuclear |  | #VALUE!
MO | offshore wind | level check | 0.3703 | [9 empty] | MO¦offshore wind |  | #VALUE!
MO | onshore wind | level check | 0.3166 | 0.32392 | 0.3093 | 1.0231 | 0.97694 | 6.79 | 2.3929 | 6.4835 | 2.3929 | BHRaSYC 2024 (tech-level) | MO¦onshore wind |  | #VALUE!
MO | petroleum | ceiling check | 0.070246 | 0.016218 | 0.015283 | 0.23088 | 0.21757 | 0.1475 | 1.0382 | 0.1334 | 0.9964 | BHRaSYC 2024 (tech-level) | MO¦petroleum |  | #VALUE!
MO | pumped hydro | ceiling check | 0.094928 |  | 0.020729 |  | 0.21836 |  |  | 0.1193 | 0.657 |  | MO¦pumped hydro |  | #VALUE!
MO | solar pv | level check | 0.0882 | 0.050503 | 0.12591 | 0.5726 | 1.4275 | 0.2074 | 0.4688 | 1.4732 | 1.3357 | BHRaSYC 2024 (tech-level) | MO¦solar pv |  | #VALUE!
MO | solar thermal | level check | 0.23327 | [9 empty] | MO¦solar thermal |  | #VALUE!
MS | biomass | ceiling check | 0.5102 | 0.5137 | 0.35674 | 1.0069 | 0.69921 | 0.0072 | 0.0016 | 0.005 | 0.0016 | BHRaSYC 2024 (tech-level) | MS¦biomass |  | #VALUE!
MS | geothermal | level check | 0.6595 | [9 empty] | MS¦geothermal |  | #VALUE!
MS | hard coal | ceiling check | 0.1858 | 0.16673 | 0.20491 | 0.89736 | 1.1029 | 1.4664 | 1.004 | 1.8022 | 1.004 | BHRaSYC 2024 (tech-level) | MS¦hard coal |  | #VALUE!
MS | hydro | level check | 0.3443 | [9 empty] | MS¦hydro |  | #VALUE!
MS | lignite | ceiling check | 0.5509 | 0.48456 | 0.61727 | 0.87958 | 1.1205 | 1.8677 | 0.44 | 2.3792 | 0.44 | BHRaSYC 2024 (tech-level) | MS¦lignite |  | #VALUE!
MS | municipal solid waste | ceiling check | 0.7342 | [9 empty] | MS¦municipal solid waste |  | #VALUE!
MS | natural gas combined cycle | ceiling check | 0.7187 | 0.73428 | 0.70314 | 1.0217 | 0.97835 | 54.3575 | 8.4507 | 51.884 | 8.4234 | BHRaSYC 2024 (tech-level) | MS¦natural gas combined cycle |  | #VALUE!
MS | natural gas peaker | ceiling check | 0.18333 | 0.19314 | 0.17353 | 1.0535 | 0.94657 | 2.3017 | 1.3604 | 2.0677 | 1.3602 | BHRaSYC 2024 (tech-level) | MS¦natural gas peaker |  | #VALUE!
MS | natural gas steam turbine | ceiling check | 0.2308 | 0.21445 | 0.24717 | 0.92916 | 1.0709 | 2.7925 | 1.4865 | 3.2069 | 1.4811 | BHRaSYC 2024 (tech-level) | MS¦natural gas steam turbine |  | #VALUE!
MS | nuclear | level check | 0.9199 | 0.87473 | 0.96503 | 0.9509 | 1.0491 | 10.6534 | 1.3903 | 11.8072 | 1.3967 | BHRaSYC 2024 (tech-level) | MS¦nuclear |  | #VALUE!
MS | offshore wind | level check | 0.3171 | [9 empty] | MS¦offshore wind |  | #VALUE!
MS | onshore wind | level check | 0.2906 | 0.21451 | 0.30949 | 0.73817 | 1.065 | 0.3467 | 0.1845 | 0.5002 | 0.1845 | BHRaSYC 2024 (tech-level) | MS¦onshore wind |  | #VALUE!
MS | petroleum | ceiling check | 0.18333 | 0.059614 | 0.069762 | 0.32518 | 0.38053 | 0.0047 | 0.009 | 0.0055 | 0.009 | BHRaSYC 2024 (tech-level) | MS¦petroleum |  | #VALUE!
MS | pumped hydro | ceiling check | 0.11318 | [9 empty] | MS¦pumped hydro |  | #VALUE!
MS | solar pv | level check | 0.1866 | 0.15825 | 0.21492 | 0.84805 | 1.1518 | 1.6908 | 1.2197 | 2.8702 | 1.5245 | BHRaSYC 2024 (tech-level) | MS¦solar pv |  | #VALUE!
MS | solar thermal | level check | 0.25892 | [9 empty] | MS¦solar thermal |  | #VALUE!
MT | biomass | ceiling check | 0.5102 | 0.63499 | 0.61002 | 1.2446 | 1.1956 | 0.0178 | 0.0032 | 0.0171 | 0.0032 | BHRaSYC 2024 (tech-level) | MT¦biomass |  | #VALUE!
MT | geothermal | level check | 0.6595 | [9 empty] | MT¦geothermal |  | #VALUE!
MT | hard coal | ceiling check | 0.67889 | 0.68711 | 0.67536 | 1.0121 | 0.9948 | 9.781 | 1.625 | 9.6138 | 1.625 | BHRaSYC 2024 (tech-level) | MT¦hard coal |  | #VALUE!
MT | hydro | level check | 0.3557 | 0.37139 | 0.34007 | 1.0441 | 0.95605 | 9.22 | 2.834 | 8.441 | 2.8335 | BHRaSYC 2024 (tech-level) | MT¦hydro |  | #VALUE!
MT | lignite | ceiling check | 0.638 |  |  |  |  | 0 | 0 | 0 | 0 | BHRaSYC 2024 (tech-level) | MT¦lignite |  | #VALUE!
MT | municipal solid waste | ceiling check | 0.7342 | [9 empty] | MT¦municipal solid waste |  | #VALUE!
MT | natural gas combined cycle | ceiling check | 0.5951 | [9 empty] | MT¦natural gas combined cycle |  | #VALUE!
MT | natural gas peaker | ceiling check | 0.23768 | 0.20418 | 0.26943 | 0.85906 | 1.1336 | 0.9902 | 0.5536 | 1.3151 | 0.5572 | BHRaSYC 2024 (tech-level) | MT¦natural gas peaker |  | #VALUE!
MT | natural gas steam turbine | ceiling check | 0.1919 |  |  |  |  | 0.0043 | 0 | 0.0004 | 0 | BHRaSYC 2024 (tech-level) | MT¦natural gas steam turbine |  | #VALUE!
MT | nuclear | level check | 0.909 | [9 empty] | MT¦nuclear |  | #VALUE!
MT | offshore wind | level check | 0.35976 | [9 empty] | MT¦offshore wind |  | #VALUE!
MT | onshore wind | level check | 0.3574 | 0.35131 | 0.3635 | 0.98296 | 1.0171 | 5.8152 | 1.8896 | 6.231 | 1.9568 | BHRaSYC 2024 (tech-level) | MT¦onshore wind |  | #VALUE!
MT | petroleum | ceiling check | 0.23768 | 0.86604 | 0.98935 | 3.6437 | 4.1625 | 0.3945 | 0.052 | 0.468 | 0.054 | BHRaSYC 2024 (tech-level) | MT¦petroleum |  | #VALUE!
MT | pumped hydro | ceiling check | 0.11216 | [9 empty] | MT¦pumped hydro |  | #VALUE!
MT | solar pv | level check | 0.2274 | 0.23379 | 0.22109 | 1.0281 | 0.97224 | 0.3625 | 0.177 | 0.3428 | 0.177 | BHRaSYC 2024 (tech-level) | MT¦solar pv |  | #VALUE!
MT | solar thermal | level check | 0.24959 | [9 empty] | MT¦solar thermal |  | #VALUE!
NC | biomass | ceiling check | 0.4318 | 0.4278 | 0.43585 | 0.99074 | 1.0094 | 0.5344 | 0.1426 | 0.5414 | 0.1418 | BHRaSYC 2024 (tech-level) | NC¦biomass |  | #VALUE!
NC | geothermal | level check | 0.6595 | [9 empty] | NC¦geothermal |  | #VALUE!
NC | hard coal | ceiling check | 0.4187 | 0.34949 | 0.48795 | 0.8347 | 1.1654 | 17.0252 | 5.561 | 17.8374 | 4.173 | BHRaSYC 2024 (tech-level) | NC¦hard coal |  | #VALUE!
NC | hydro | level check | 0.255 | 0.27426 | 0.23565 | 1.0755 | 0.92411 | 4.8189 | 2.0058 | 4.1459 | 2.0084 | BHRaSYC 2024 (tech-level) | NC¦hydro |  | #VALUE!
NC | lignite | ceiling check | 0.638 | [9 empty] | NC¦lignite |  | #VALUE!
NC | municipal solid waste | ceiling check | 0.7342 | [9 empty] | NC¦municipal solid waste |  | #VALUE!
NC | natural gas combined cycle | ceiling check | 0.7517 | 0.7742 | 0.72915 | 1.0299 | 0.97 | 37.8365 | 5.579 | 35.6606 | 5.583 | BHRaSYC 2024 (tech-level) | NC¦natural gas combined cycle |  | #VALUE!
NC | natural gas peaker | ceiling check | 0.11029 | 0.082905 | 0.13857 | 0.7517 | 1.2564 | 4.5988 | 6.3323 | 7.637 | 6.2913 | BHRaSYC 2024 (tech-level) | NC¦natural gas peaker |  | #VALUE!
NC | natural gas steam turbine | ceiling check | 0.3641 | 0.45032 | 0.27787 | 1.2368 | 0.76317 | 12.8126 | 3.248 | 11.2847 | 4.636 | BHRaSYC 2024 (tech-level) | NC¦natural gas steam turbine |  | #VALUE!
NC | nuclear | level check | 0.9576 | 0.96096 | 0.95425 | 1.0035 | 0.9965 | 43.3493 | 5.1496 | 43.0467 | 5.1496 | BHRaSYC 2024 (tech-level) | NC¦nuclear |  | #VALUE!
NC | offshore wind | level check | 0.4647 | [9 empty] | NC¦offshore wind |  | #VALUE!
NC | onshore wind | level check | 0.3001 | 0.1524 | 0.26923 | 0.50783 | 0.89713 | 0.53 | 0.397 | 0.9363 | 0.397 | BHRaSYC 2024 (tech-level) | NC¦onshore wind |  | #VALUE!
NC | petroleum | ceiling check | 0.11029 | 0.039661 | 0.061146 | 0.3596 | 0.55441 | 0.1479 | 0.4257 | 0.2262 | 0.4223 | BHRaSYC 2024 (tech-level) | NC¦petroleum |  | #VALUE!
NC | pumped hydro | ceiling check | 0.091835 |  | 0 |  | 0 |  |  | 0 | 0.086 |  | NC¦pumped hydro |  | #VALUE!
NC | solar pv | level check | 0.1972 | 0.19931 | 0.19515 | 1.0107 | 0.98959 | 11.7438 | 6.7262 | 11.9107 | 6.9674 | BHRaSYC 2024 (tech-level) | NC¦solar pv |  | #VALUE!
NC | solar thermal | level check | 0.25284 | [9 empty] | NC¦solar thermal |  | #VALUE!
ND | biomass | ceiling check | 0.5102 | [9 empty] | ND¦biomass |  | #VALUE!
ND | geothermal | level check | 0.6595 | [9 empty] | ND¦geothermal |  | #VALUE!
ND | hard coal | ceiling check | 0.8313 | 0.83083 | 0.83187 | 0.99943 | 1.0007 | 8.313 | 1.1422 | 8.3234 | 1.1422 | BHRaSYC 2024 (tech-level) | ND¦hard coal |  | #VALUE!
ND | hydro | level check | 0.455 | 0.46123 | 0.44867 | 1.0137 | 0.9861 | 2.0606 | 0.51 | 2.0045 | 0.51 | BHRaSYC 2024 (tech-level) | ND¦hydro |  | #VALUE!
ND | lignite | ceiling check | 0.6175 | 0.63014 | 0.60495 | 1.0205 | 0.97967 | 14.7406 | 2.6704 | 14.1466 | 2.6695 | BHRaSYC 2024 (tech-level) | ND¦lignite |  | #VALUE!
ND | municipal solid waste | ceiling check | 0.7342 | [9 empty] | ND¦municipal solid waste |  | #VALUE!
ND | natural gas combined cycle | ceiling check | 0.5951 | [9 empty] | ND¦natural gas combined cycle |  | #VALUE!
ND | natural gas peaker | ceiling check | 0.42885 | 0.39539 | 0.25404 | 0.92198 | 0.59237 | 2.2486 | 0.6492 | 2.6291 | 1.1814 | BHRaSYC 2024 (tech-level) | ND¦natural gas peaker |  | #VALUE!
ND | natural gas steam turbine | ceiling check | 0.1815 | 0.21135 | 0.15152 | 1.1644 | 0.83482 | 0.1794 | 0.0969 | 0.1249 | 0.0941 | BHRaSYC 2024 (tech-level) | ND¦natural gas steam turbine |  | #VALUE!
ND | nuclear | level check | 0.909 | [9 empty] | ND¦nuclear |  | #VALUE!
ND | offshore wind | level check | 0.33383 | [9 empty] | ND¦offshore wind |  | #VALUE!
ND | onshore wind | level check | 0.3725 | 0.37333 | 0.37172 | 1.0022 | 0.9979 | 14.7626 | 4.514 | 15.3887 | 4.7259 | BHRaSYC 2024 (tech-level) | ND¦onshore wind |  | #VALUE!
ND | petroleum | ceiling check | 0.42885 | 0.090739 | 0.064702 | 0.21158 | 0.15087 | 0.0434 | 0.0546 | 0.0314 | 0.0554 | BHRaSYC 2024 (tech-level) | ND¦petroleum |  | #VALUE!
ND | pumped hydro | ceiling check | 0.12542 | [9 empty] | ND¦pumped hydro |  | #VALUE!
ND | solar pv | level check | 0.2253 | [9 empty] | ND¦solar pv |  | #VALUE!
ND | solar thermal | level check | 0.24188 | [9 empty] | ND¦solar thermal |  | #VALUE!
NE | biomass | ceiling check | 0.5102 | 0.73144 | 1.3651 | 1.4336 | 2.6756 | 0.0692 | 0.0108 | 0.0574 | 0.0048 | BHRaSYC 2024 (tech-level) | NE¦biomass |  | #VALUE!
NE | geothermal | level check | 0.6595 | [9 empty] | NE¦geothermal |  | #VALUE!
NE | hard coal | ceiling check | 0.5181 | 0.48769 | 0.54845 | 0.94131 | 1.0586 | 16.0501 | 3.7569 | 18.04 | 3.7549 | BHRaSYC 2024 (tech-level) | NE¦hard coal |  | #VALUE!
NE | hydro | level check | 0.4735 | 0.48443 | 0.46265 | 1.0231 | 0.97708 | 1.1827 | 0.2787 | 1.1514 | 0.2841 | BHRaSYC 2024 (tech-level) | NE¦hydro |  | #VALUE!
NE | lignite | ceiling check | 0.638 | [9 empty] | NE¦lignite |  | #VALUE!
NE | municipal solid waste | ceiling check | 0.7342 | [9 empty] | NE¦municipal solid waste |  | #VALUE!
NE | natural gas combined cycle | ceiling check | 0.14545 | 0.16933 | 0.12228 | 1.1641 | 0.8407 | 0.5027 | 0.3389 | 0.3656 | 0.3413 | BHRaSYC 2024 (tech-level) | NE¦natural gas combined cycle |  | #VALUE!
NE | natural gas peaker | ceiling check | 0.063656 | 0.052324 | 0.050319 | 0.82199 | 0.79049 | 0.5614 | 1.2248 | 0.8045 | 1.8251 | BHRaSYC 2024 (tech-level) | NE¦natural gas peaker |  | #VALUE!
NE | natural gas steam turbine | ceiling check | 0.0822 | 0.086062 | 0.078367 | 1.047 | 0.95337 | 0.2852 | 0.3783 | 0.2597 | 0.3783 | BHRaSYC 2024 (tech-level) | NE¦natural gas steam turbine |  | #VALUE!
NE | nuclear | level check | 0.96502 | 0.90547 | 1.0282 | 0.9383 | 1.0655 | 6.0957 | 0.7685 | 6.922 | 0.7685 | BHRaSYC 2024 (tech-level) | NE¦nuclear |  | #VALUE!
NE | offshore wind | level check | 0.3688 | [9 empty] | NE¦offshore wind |  | #VALUE!
NE | onshore wind | level check | 0.3816 | 0.38598 | 0.3773 | 1.0115 | 0.98872 | 11.8912 | 3.5169 | 11.672 | 3.5315 | BHRaSYC 2024 (tech-level) | NE¦onshore wind |  | #VALUE!
NE | petroleum | ceiling check | 0.063656 | 0.014602 | 0.0199 | 0.22938 | 0.31262 | 0.0478 | 0.3737 | 0.0641 | 0.3677 | BHRaSYC 2024 (tech-level) | NE¦petroleum |  | #VALUE!
NE | pumped hydro | ceiling check | 0.11074 | [9 empty] | NE¦pumped hydro |  | #VALUE!
NE | solar pv | level check | 0.1814 | 0.164 | 0.19885 | 0.90407 | 1.0962 | 0.1961 | 0.1365 | 0.243 | 0.1395 | BHRaSYC 2024 (tech-level) | NE¦solar pv |  | #VALUE!
NE | solar thermal | level check | 0.24532 | [9 empty] | NE¦solar thermal |  | #VALUE!
NH | biomass | ceiling check | 0.4271 | 0.32495 | 0.52934 | 0.76082 | 1.2394 | 0.5861 | 0.2059 | 0.7549 | 0.1628 | BHRaSYC 2024 (tech-level) | NH¦biomass |  | #VALUE!
NH | geothermal | level check | 0.6595 | [9 empty] | NH¦geothermal |  | #VALUE!
NH | hard coal | ceiling check | 0.0552 | 0.048001 | 0.062323 | 0.86959 | 1.129 | 0.2245 | 0.5339 | 0.2394 | 0.4385 | BHRaSYC 2024 (tech-level) | NH¦hard coal |  | #VALUE!
NH | hydro | level check | 0.2832 | 0.31854 | 0.24777 | 1.1248 | 0.87488 | 1.4114 | 0.5058 | 1.0978 | 0.5058 | BHRaSYC 2024 (tech-level) | NH¦hydro |  | #VALUE!
NH | lignite | ceiling check | 0.638 | [9 empty] | NH¦lignite |  | #VALUE!
NH | municipal solid waste | ceiling check | 0.7342 | 0.88661 | 0.89897 | 1.2076 | 1.2244 | 0.0932 | 0.012 | 0.0945 | 0.012 | BHRaSYC 2024 (tech-level) | NH¦municipal solid waste |  | #VALUE!
NH | natural gas combined cycle | ceiling check | 0.4442 | 0.40262 | 0.48568 | 0.9064 | 1.0934 | 4.3329 | 1.2285 | 5.2267 | 1.2285 | BHRaSYC 2024 (tech-level) | NH¦natural gas combined cycle |  | #VALUE!
NH | natural gas peaker | ceiling check | 0.10964 |  |  |  |  | 0 | 0 | 0 | 0 | BHRaSYC 2024 (tech-level) | NH¦natural gas peaker |  | #VALUE!
NH | natural gas steam turbine | ceiling check | 0.0148 | 0.014804 |  | 1.0003 |  | 0.0519 | 0.4002 | 0.0515 | 0 | BHRaSYC 2024 (tech-level) | NH¦natural gas steam turbine |  | #VALUE!
NH | nuclear | level check | 0.9412 | 0.88374 | 0.99876 | 0.93895 | 1.0612 | 9.6769 | 1.25 | 10.9102 | 1.247 | BHRaSYC 2024 (tech-level) | NH¦nuclear |  | #VALUE!
NH | offshore wind | level check | 0.5455 | [9 empty] | NH¦offshore wind |  | #VALUE!
NH | onshore wind | level check | 0.248 | 0.23952 | 0.25643 | 0.96579 | 1.034 | 0.4446 | 0.2119 | 0.476 | 0.2119 | BHRaSYC 2024 (tech-level) | NH¦onshore wind |  | #VALUE!
NH | petroleum | ceiling check | 0.10964 | 0.050056 | 0.040095 | 0.45656 | 0.3657 | 0.036 | 0.0821 | 0.1694 | 0.4823 | BHRaSYC 2024 (tech-level) | NH¦petroleum |  | #VALUE!
NH | pumped hydro | ceiling check | 0.1151 | [9 empty] | NH¦pumped hydro |  | #VALUE!
NH | solar pv | level check | 0.2083 | 0.16648 | 0.090805 | 0.79921 | 0.43594 | 0.0035 | 0.0024 | 0.0035 | 0.0044 | BHRaSYC 2024 (tech-level) | NH¦solar pv |  | #VALUE!
NH | solar thermal | level check | 0.25298 | [9 empty] | NH¦solar thermal |  | #VALUE!
NJ | biomass | ceiling check | 0.5263 | 0.50996 | 0.54271 | 0.96896 | 1.0312 | 0.1979 | 0.0443 | 0.145 | 0.0305 | BHRaSYC 2024 (tech-level) | NJ¦biomass |  | #VALUE!
NJ | geothermal | level check | 0.6595 | [9 empty] | NJ¦geothermal |  | #VALUE!
NJ | hard coal | ceiling check | 0.4576 |  |  |  |  | 0 | 0 | 0 | 0 | BHRaSYC 2024 (tech-level) | NJ¦hard coal |  | #VALUE!
NJ | hydro | level check | 0.3443 | 0.032483 | 0.05847 | 0.094346 | 0.16982 | 0.0035 | 0.0123 | 0.0063 | 0.0123 | BHRaSYC 2024 (tech-level) | NJ¦hydro |  | #VALUE!
NJ | lignite | ceiling check | 0.638 | [9 empty] | NJ¦lignite |  | #VALUE!
NJ | municipal solid waste | ceiling check | 0.6334 | 0.64307 | 0.6238 | 1.0153 | 0.98484 | 0.2535 | 0.045 | 0.2459 | 0.045 | BHRaSYC 2024 (tech-level) | NJ¦municipal solid waste |  | #VALUE!
NJ | natural gas combined cycle | ceiling check | 0.3789 | 0.38203 | 0.37573 | 1.0083 | 0.99164 | 27.4836 | 8.2125 | 27.0796 | 8.2273 | BHRaSYC 2024 (tech-level) | NJ¦natural gas combined cycle |  | #VALUE!
NJ | natural gas peaker | ceiling check | 0.078988 | 0.063596 | 0.087313 | 0.80513 | 1.1054 | 1.4094 | 2.5299 | 2.0916 | 2.7346 | BHRaSYC 2024 (tech-level) | NJ¦natural gas peaker |  | #VALUE!
NJ | natural gas steam turbine | ceiling check | 0.1919 |  |  |  |  | 0 | 0 | 0.0019 | 0 | BHRaSYC 2024 (tech-level) | NJ¦natural gas steam turbine |  | #VALUE!
NJ | nuclear | level check | 0.9177 | 0.91401 | 0.92138 | 0.99598 | 1.004 | 27.6768 | 3.4567 | 27.9177 | 3.4589 | BHRaSYC 2024 (tech-level) | NJ¦nuclear |  | #VALUE!
NJ | offshore wind | level check | 0.4904 | [9 empty] | NJ¦offshore wind |  | #VALUE!
NJ | onshore wind | level check | 0.3477 | 0.2914 | 0.30491 | 0.83807 | 0.87695 | 0.0194 | 0.0076 | 0.0203 | 0.0076 | BHRaSYC 2024 (tech-level) | NJ¦onshore wind |  | #VALUE!
NJ | petroleum | ceiling check | 0.078988 | 0.012642 | 0.34978 | 0.16004 | 4.4282 | 0.0299 | 0.27 | 0.1627 | 0.0531 | BHRaSYC 2024 (tech-level) | NJ¦petroleum |  | #VALUE!
NJ | pumped hydro | ceiling check | 0.05569 |  | -0.06426 |  | -1.1539 |  |  | -0.2353 | 0.418 |  | NJ¦pumped hydro |  | #VALUE!
NJ | solar pv | level check | 0.1549 | 0.15839 | 0.15142 | 1.0226 | 0.97754 | 1.4651 | 1.0559 | 1.4754 | 1.1123 | BHRaSYC 2024 (tech-level) | NJ¦solar pv |  | #VALUE!
NJ | solar thermal | level check | 0.23718 | [9 empty] | NJ¦solar thermal |  | #VALUE!
NM | biomass | ceiling check | 0.5102 | 0.44949 | 0.5351 | 0.881 | 1.0488 | 0.0252 | 0.0064 | 0.015 | 0.0032 | BHRaSYC 2024 (tech-level) | NM¦biomass |  | #VALUE!
NM | geothermal | level check | 0.6595 | 0.34645 | 0.77121 | 0.52532 | 1.1694 | 0.0261 | 0.0086 | 0.0581 | 0.0086 | BHRaSYC 2024 (tech-level) | NM¦geothermal |  | #VALUE!
NM | hard coal | ceiling check | 0.6158 | 0.62502 | 0.60648 | 1.015 | 0.98486 | 8.4318 | 1.54 | 8.1816 | 1.54 | BHRaSYC 2024 (tech-level) | NM¦hard coal |  | #VALUE!
NM | hydro | level check | 0.192 | 0.21147 | 0.17254 | 1.1014 | 0.89867 | 0.1532 | 0.0827 | 0.125 | 0.0827 | BHRaSYC 2024 (tech-level) | NM¦hydro |  | #VALUE!
NM | lignite | ceiling check | 0.638 | [9 empty] | NM¦lignite |  | #VALUE!
NM | municipal solid waste | ceiling check | 0.7342 | [9 empty] | NM¦municipal solid waste |  | #VALUE!
NM | natural gas combined cycle | ceiling check | 0.51078 | 0.54711 | 0.47447 | 1.0711 | 0.92892 | 6.8506 | 1.4294 | 5.9411 | 1.4294 | BHRaSYC 2024 (tech-level) | NM¦natural gas combined cycle |  | #VALUE!
NM | natural gas peaker | ceiling check | 0.20816 | 0.2087 | 0.20387 | 1.0026 | 0.97937 | 1.7873 | 0.9776 | 1.778 | 0.9956 | BHRaSYC 2024 (tech-level) | NM¦natural gas peaker |  | #VALUE!
NM | natural gas steam turbine | ceiling check | 0.4338 | 0.44823 | 0.41936 | 1.0333 | 0.9667 | 2.831 | 0.721 | 2.4723 | 0.673 | BHRaSYC 2024 (tech-level) | NM¦natural gas steam turbine |  | #VALUE!
NM | nuclear | level check | 0.909 | [9 empty] | NM¦nuclear |  | #VALUE!
NM | offshore wind | level check | 0.32411 | [9 empty] | NM¦offshore wind |  | #VALUE!
NM | onshore wind | level check | 0.4017 | 0.43244 | 0.371 | 1.0765 | 0.92358 | 15.1356 | 3.9955 | 14.3893 | 4.4275 | BHRaSYC 2024 (tech-level) | NM¦onshore wind |  | #VALUE!
NM | petroleum | ceiling check | 0.20816 | 0.005372 | 0.002686 | 0.025807 | 0.012904 | 0.0008 | 0.017 | 0.0004 | 0.017 | BHRaSYC 2024 (tech-level) | NM¦petroleum |  | #VALUE!
NM | pumped hydro | ceiling check | 0.1295 | [9 empty] | NM¦pumped hydro |  | #VALUE!
NM | solar pv | level check | 0.2253 | 0.21075 | 0.23982 | 0.93541 | 1.0645 | 4.2866 | 2.3219 | 6.1036 | 2.9053 | BHRaSYC 2024 (tech-level) | NM¦solar pv |  | #VALUE!
NM | solar thermal | level check | 0.25783 | [9 empty] | NM¦solar thermal |  | #VALUE!
NV | biomass | ceiling check | 0.5102 | 0.60805 | 0.59058 | 1.1918 | 1.1575 | 0.0522 | 0.0098 | 0.0507 | 0.0098 | BHRaSYC 2024 (tech-level) | NV¦biomass |  | #VALUE!
NV | geothermal | level check | 0.6625 | 0.66954 | 0.65553 | 1.0106 | 0.98948 | 3.8857 | 0.6625 | 3.7527 | 0.6535 | BHRaSYC 2024 (tech-level) | NV¦geothermal |  | #VALUE!
NV | hard coal | ceiling check | 0.4824 | 0.35819 | 0.60755 | 0.74252 | 1.2594 | 2.3232 | 0.7404 | 2.5887 | 0.4864 | BHRaSYC 2024 (tech-level) | NV¦hard coal |  | #VALUE!
NV | hydro | level check | 0.1893 | 0.17435 | 0.20416 | 0.92104 | 1.0785 | 1.6063 | 1.0517 | 1.8809 | 1.0517 | BHRaSYC 2024 (tech-level) | NV¦hydro |  | #VALUE!
NV | lignite | ceiling check | 0.638 | [9 empty] | NV¦lignite |  | #VALUE!
NV | municipal solid waste | ceiling check | 0.7342 | [9 empty] | NV¦municipal solid waste |  | #VALUE!
NV | natural gas combined cycle | ceiling check | 0.4498 | 0.46775 | 0.43188 | 1.0399 | 0.96017 | 23.3681 | 5.703 | 21.5762 | 5.703 | BHRaSYC 2024 (tech-level) | NV¦natural gas combined cycle |  | #VALUE!
NV | natural gas peaker | ceiling check | 0.030741 | 0.038901 | 0.022583 | 1.2654 | 0.73463 | 0.5526 | 1.6216 | 0.3208 | 1.6216 | BHRaSYC 2024 (tech-level) | NV¦natural gas peaker |  | #VALUE!
NV | natural gas steam turbine | ceiling check | 0.1431 | 0.18654 | 0.099614 | 1.3036 | 0.69611 | 0.5458 | 0.334 | 0.5131 | 0.588 | BHRaSYC 2024 (tech-level) | NV¦natural gas steam turbine |  | #VALUE!
NV | nuclear | level check | 0.909 | [9 empty] | NV¦nuclear |  | #VALUE!
NV | offshore wind | level check | 0.38245 | [9 empty] | NV¦offshore wind |  | #VALUE!
NV | onshore wind | level check | 0.198 | 0.243 | 0.26682 | 1.2273 | 1.3476 | 0.3193 | 0.15 | 0.3506 | 0.15 | BHRaSYC 2024 (tech-level) | NV¦onshore wind |  | #VALUE!
NV | petroleum | ceiling check | 0.030741 | 0.10845 | 0.13889 | 3.5278 | 4.518 | 0.0057 | 0.006 | 0.0073 | 0.006 | BHRaSYC 2024 (tech-level) | NV¦petroleum |  | #VALUE!
NV | pumped hydro | ceiling check | 0.099663 | [9 empty] | NV¦pumped hydro |  | #VALUE!
NV | solar pv | level check | 0.2902 | 0.27818 | 0.30225 | 0.95857 | 1.0415 | 12.1525 | 4.987 | 13.7165 | 5.1805 | BHRaSYC 2024 (tech-level) | NV¦solar pv |  | #VALUE!
NV | solar thermal | level check | 0.1256 | 0.15662 | 0.094586 | 1.247 | 0.75307 | 0.2449 | 0.1785 | 0.1479 | 0.1785 | BHRaSYC 2024 (tech-level) | NV¦solar thermal |  | #VALUE!
NY | biomass | ceiling check | 0.5828 | 0.60117 | 0.56437 | 1.0315 | 0.96838 | 0.6072 | 0.1153 | 0.5463 | 0.1105 | BHRaSYC 2024 (tech-level) | NY¦biomass |  | #VALUE!
NY | geothermal | level check | 0.6595 | [9 empty] | NY¦geothermal |  | #VALUE!
NY | hard coal | ceiling check | 0.4576 |  |  |  |  | 0 | 0 | 0 | 0 | BHRaSYC 2024 (tech-level) | NY¦hard coal |  | #VALUE!
NY | hydro | level check | 0.662 | 0.69995 | 0.62398 | 1.0573 | 0.94257 | 27.8761 | 4.5463 | 24.8832 | 4.5523 | BHRaSYC 2024 (tech-level) | NY¦hydro |  | #VALUE!
NY | lignite | ceiling check | 0.638 | [9 empty] | NY¦lignite |  | #VALUE!
NY | municipal solid waste | ceiling check | 0.855 | 0.89019 | 0.81986 | 1.0412 | 0.9589 | 0.3977 | 0.051 | 0.3828 | 0.0533 | BHRaSYC 2024 (tech-level) | NY¦municipal solid waste |  | #VALUE!
NY | natural gas combined cycle | ceiling check | 0.5292 | 0.54236 | 0.5161 | 1.0249 | 0.97525 | 46.6706 | 9.8231 | 44.3656 | 9.8131 | BHRaSYC 2024 (tech-level) | NY¦natural gas combined cycle |  | #VALUE!
NY | natural gas peaker | ceiling check | 0.18143 | 0.17762 | 0.18669 | 0.97904 | 1.029 | 3.7289 | 2.3965 | 3.8885 | 2.3777 | BHRaSYC 2024 (tech-level) | NY¦natural gas peaker |  | #VALUE!
NY | natural gas steam turbine | ceiling check | 0.139 | 0.12627 | 0.15163 | 0.90845 | 1.0908 | 10.6565 | 9.6337 | 12.766 | 9.6112 | BHRaSYC 2024 (tech-level) | NY¦natural gas steam turbine |  | #VALUE!
NY | nuclear | level check | 0.9515 | 0.92798 | 0.97504 | 0.97529 | 1.0247 | 27.0733 | 3.3304 | 28.4076 | 3.3259 | BHRaSYC 2024 (tech-level) | NY¦nuclear |  | #VALUE!
NY | offshore wind | level check | 0.5039 | 0.20135 | 0.47093 | 0.39959 | 0.93458 | 0.2293 | 0.13 | 0.5363 | 0.13 | BHRaSYC 2024 (tech-level) | NY¦offshore wind |  | #VALUE!
NY | onshore wind | level check | 0.2572 | 0.2421 | 0.27234 | 0.94127 | 1.0589 | 5.7973 | 2.7336 | 6.5216 | 2.7336 | BHRaSYC 2024 (tech-level) | NY¦onshore wind |  | #VALUE!
NY | petroleum | ceiling check | 0.18143 | 0.010445 | 0.042161 | 0.057569 | 0.23239 | 0.2969 | 3.245 | 1.1956 | 3.2372 | BHRaSYC 2024 (tech-level) | NY¦petroleum |  | #VALUE!
NY | pumped hydro | ceiling check | 0.089315 |  | -0.039657 |  | -0.44401 |  |  | -0.49 | 1.4105 |  | NY¦pumped hydro |  | #VALUE!
NY | solar pv | level check | 0.147 | 0.13375 | 0.1602 | 0.90987 | 1.0898 | 3.1091 | 2.6536 | 4.3138 | 3.0739 | BHRaSYC 2024 (tech-level) | NY¦solar pv |  | #VALUE!
NY | solar thermal | level check | 0.24475 | [9 empty] | NY¦solar thermal |  | #VALUE!
OH | biomass | ceiling check | 0.408 | 0.37586 | 0.44008 | 0.92123 | 1.0786 | 0.1373 | 0.0417 | 0.133 | 0.0345 | BHRaSYC 2024 (tech-level) | OH¦biomass |  | #VALUE!
OH | geothermal | level check | 0.6595 | [9 empty] | OH¦geothermal |  | #VALUE!
OH | hard coal | ceiling check | 0.5675 | 0.51866 | 0.61639 | 0.91394 | 1.0862 | 30.08 | 6.6205 | 35.748 | 6.6205 | BHRaSYC 2024 (tech-level) | OH¦hard coal |  | #VALUE!
OH | hydro | level check | 0.5467 | 0.52373 | 0.5696 | 0.95798 | 1.0419 | 0.4675 | 0.1019 | 0.4825 | 0.0967 | BHRaSYC 2024 (tech-level) | OH¦hydro |  | #VALUE!
OH | lignite | ceiling check | 0.638 | [9 empty] | OH¦lignite |  | #VALUE!
OH | municipal solid waste | ceiling check | 0.7342 | [9 empty] | OH¦municipal solid waste |  | #VALUE!
OH | natural gas combined cycle | ceiling check | 0.7926 | 0.82122 | 0.76397 | 1.0361 | 0.96388 | 75.5798 | 10.5061 | 70.1594 | 10.4835 | BHRaSYC 2024 (tech-level) | OH¦natural gas combined cycle |  | #VALUE!
OH | natural gas peaker | ceiling check | 0.17278 | 0.17752 | 0.16813 | 1.0274 | 0.97305 | 8.929 | 5.7419 | 8.4528 | 5.7393 | BHRaSYC 2024 (tech-level) | OH¦natural gas peaker |  | #VALUE!
OH | natural gas steam turbine | ceiling check | 0.2796 | 0.24916 | 0.3102 | 0.89112 | 1.1095 | 0.0502 | 0.023 | 0.0625 | 0.023 | BHRaSYC 2024 (tech-level) | OH¦natural gas steam turbine |  | #VALUE!
OH | nuclear | level check | 0.9385 | 0.96005 | 0.91698 | 1.023 | 0.97707 | 17.947 | 2.134 | 17.1419 | 2.134 | BHRaSYC 2024 (tech-level) | OH¦nuclear |  | #VALUE!
OH | offshore wind | level check | 0.37348 | [9 empty] | OH¦offshore wind |  | #VALUE!
OH | onshore wind | level check | 0.3046 | 0.29614 | 0.31298 | 0.97223 | 1.0275 | 2.7584 | 1.0633 | 2.8955 | 1.0561 | BHRaSYC 2024 (tech-level) | OH¦onshore wind |  | #VALUE!
OH | petroleum | ceiling check | 0.17278 | 0.20625 | 0.23045 | 1.1937 | 1.3338 | 1.1386 | 0.6302 | 1.2795 | 0.6338 | BHRaSYC 2024 (tech-level) | OH¦petroleum |  | #VALUE!
OH | pumped hydro | ceiling check | 0.11683 | [9 empty] | OH¦pumped hydro |  | #VALUE!
OH | solar pv | level check | 0.1727 | 0.14127 | 0.20411 | 0.818 | 1.1819 | 3.9922 | 3.226 | 7.9907 | 4.4691 | BHRaSYC 2024 (tech-level) | OH¦solar pv |  | #VALUE!
OH | solar thermal | level check | 0.25236 | [9 empty] | OH¦solar thermal |  | #VALUE!
OK | biomass | ceiling check | 0.5102 | 0.70124 | 0.59932 | 1.3744 | 1.1747 | 0.0172 | 0.0028 | 0.0147 | 0.0028 | BHRaSYC 2024 (tech-level) | OK¦biomass |  | #VALUE!
OK | geothermal | level check | 0.6595 | [9 empty] | OK¦geothermal |  | #VALUE!
OK | hard coal | ceiling check | 0.2704 | 0.21315 | 0.32766 | 0.78829 | 1.2118 | 6.0851 | 3.2589 | 9.354 | 3.2589 | BHRaSYC 2024 (tech-level) | OK¦hard coal |  | #VALUE!
OK | hydro | level check | 0.2385 | 0.2169 | 0.26001 | 0.90944 | 1.0902 | 1.5816 | 0.8324 | 1.9126 | 0.8397 | BHRaSYC 2024 (tech-level) | OK¦hydro |  | #VALUE!
OK | lignite | ceiling check | 0.638 | [9 empty] | OK¦lignite |  | #VALUE!
OK | municipal solid waste | ceiling check | 0.73393 | [9 empty] | OK¦municipal solid waste |  | #VALUE!
OK | natural gas combined cycle | ceiling check | 0.5253 | 0.56327 | 0.48736 | 1.0723 | 0.92777 | 36.0187 | 7.2997 | 31.2552 | 7.321 | BHRaSYC 2024 (tech-level) | OK¦natural gas combined cycle |  | #VALUE!
OK | natural gas peaker | ceiling check | 0.11412 | 0.12991 | 0.098875 | 1.1384 | 0.8664 | 2.0621 | 1.812 | 1.5607 | 1.8019 | BHRaSYC 2024 (tech-level) | OK¦natural gas peaker |  | #VALUE!
OK | natural gas steam turbine | ceiling check | 0.176 | 0.19703 | 0.15505 | 1.1195 | 0.88099 | 9.1829 | 5.3205 | 7.2267 | 5.3205 | BHRaSYC 2024 (tech-level) | OK¦natural gas steam turbine |  | #VALUE!
OK | nuclear | level check | 0.909 | [9 empty] | OK¦nuclear |  | #VALUE!
OK | offshore wind | level check | 0.38753 | [9 empty] | OK¦offshore wind |  | #VALUE!
OK | onshore wind | level check | 0.3266 | 0.33998 | 0.31314 | 1.041 | 0.95879 | 37.9667 | 12.7482 | 37.2892 | 13.5937 | BHRaSYC 2024 (tech-level) | OK¦onshore wind |  | #VALUE!
OK | petroleum | ceiling check | 0.11412 | 0.076951 | 0.085233 | 0.6743 | 0.74686 | 0.0242 | 0.0359 | 0.0333 | 0.0446 | BHRaSYC 2024 (tech-level) | OK¦petroleum |  | #VALUE!
OK | pumped hydro | ceiling check | 0.15685 |  | -0.015977 |  | -0.10186 |  |  | -0.0338 | 0.2415 |  | OK¦pumped hydro |  | #VALUE!
OK | solar pv | level check | 0.1801 | 0.20482 | 0.15544 | 1.1373 | 0.86305 | 0.3113 | 0.1735 | 0.7124 | 0.5232 | BHRaSYC 2024 (tech-level) | OK¦solar pv |  | #VALUE!
OK | solar thermal | level check | 0.23771 | [9 empty] | OK¦solar thermal |  | #VALUE!
OR | biomass | ceiling check | 0.4915 | 0.54224 | 0.44075 | 1.1032 | 0.89675 | 0.4066 | 0.0856 | 0.3305 | 0.0856 | BHRaSYC 2024 (tech-level) | OR¦biomass |  | #VALUE!
OR | geothermal | level check | 0.6595 | 0.98876 | 0.89158 | 1.4993 | 1.3519 | 0.1689 | 0.0195 | 0.1523 | 0.0195 | BHRaSYC 2024 (tech-level) | OR¦geothermal |  | #VALUE!
OR | hard coal | ceiling check | 0.4576 | [9 empty] | OR¦hard coal |  | #VALUE!
OR | hydro | level check | 0.3837 | 0.37203 | 0.39542 | 0.96959 | 1.0305 | 26.9327 | 8.2641 | 28.6972 | 8.2848 | BHRaSYC 2024 (tech-level) | OR¦hydro |  | #VALUE!
OR | lignite | ceiling check | 0.638 | [9 empty] | OR¦lignite |  | #VALUE!
OR | municipal solid waste | ceiling check | 0.7342 | 0.52611 |  | 0.71657 |  | 0.053 | 0.0115 | 0 | 0 | BHRaSYC 2024 (tech-level) | OR¦municipal solid waste |  | #VALUE!
OR | natural gas combined cycle | ceiling check | 0.7533 | 0.78782 | 0.7187 | 1.0458 | 0.95407 | 23.4265 | 3.3945 | 21.3712 | 3.3945 | BHRaSYC 2024 (tech-level) | OR¦natural gas combined cycle |  | #VALUE!
OR | natural gas peaker | ceiling check | 0.42793 | 0.4265 | 0.42934 | 0.99665 | 1.0033 | 1.3196 | 0.3532 | 1.3284 | 0.3532 | BHRaSYC 2024 (tech-level) | OR¦natural gas peaker |  | #VALUE!
OR | natural gas steam turbine | ceiling check | 0.19189 |  |  |  |  | 0 | 0 | 0 | 0 | BHRaSYC 2024 (tech-level) | OR¦natural gas steam turbine |  | #VALUE!
OR | nuclear | level check | 0.909 | [9 empty] | OR¦nuclear |  | #VALUE!
OR | offshore wind | level check | 0.4582 | [9 empty] | OR¦offshore wind |  | #VALUE!
OR | onshore wind | level check | 0.2595 | 0.27369 | 0.2454 | 1.0547 | 0.94568 | 9.519 | 3.9704 | 8.9653 | 4.1704 | BHRaSYC 2024 (tech-level) | OR¦onshore wind |  | #VALUE!
OR | petroleum | ceiling check | 0.42793 |  |  |  |  | 0.0129 | 0 | 0 | 0 | BHRaSYC 2024 (tech-level) | OR¦petroleum |  | #VALUE!
OR | pumped hydro | ceiling check | 0.10492 | [9 empty] | OR¦pumped hydro |  | #VALUE!
OR | solar pv | level check | 0.2245 | 0.21724 | 0.23182 | 0.96766 | 1.0326 | 2.0014 | 1.0517 | 2.6194 | 1.2899 | BHRaSYC 2024 (tech-level) | OR¦solar pv |  | #VALUE!
OR | solar thermal | level check | 0.23277 | [9 empty] | OR¦solar thermal |  | #VALUE!
PA | biomass | ceiling check | 0.4862 | 0.52254 | 0.44989 | 1.0747 | 0.92532 | 0.4582 | 0.1001 | 0.3945 | 0.1001 | BHRaSYC 2024 (tech-level) | PA¦biomass |  | #VALUE!
PA | geothermal | level check | 0.6595 | [9 empty] | PA¦geothermal |  | #VALUE!
PA | hard coal | ceiling check | 0.3563 | 0.27659 | 0.43606 | 0.77627 | 1.2239 | 12.954 | 5.3465 | 17.5555 | 4.5958 | BHRaSYC 2024 (tech-level) | PA¦hard coal |  | #VALUE!
PA | hydro | level check | 0.3226 | 0.33415 | 0.31105 | 1.0358 | 0.9642 | 2.7208 | 0.9295 | 2.5327 | 0.9295 | BHRaSYC 2024 (tech-level) | PA¦hydro |  | #VALUE!
PA | lignite | ceiling check | 0.638 | [9 empty] | PA¦lignite |  | #VALUE!
PA | municipal solid waste | ceiling check | 0.7726 | 0.79066 | 0.75459 | 1.0234 | 0.97669 | 1.1816 | 0.1706 | 1.1277 | 0.1706 | BHRaSYC 2024 (tech-level) | PA¦municipal solid waste |  | #VALUE!
PA | natural gas combined cycle | ceiling check | 0.7694 | 0.77718 | 0.76158 | 1.0101 | 0.98983 | 127.193 | 18.6826 | 125.2059 | 18.7675 | BHRaSYC 2024 (tech-level) | PA¦natural gas combined cycle |  | #VALUE!
PA | natural gas peaker | ceiling check | 0.19178 | 0.17803 | 0.20543 | 0.92831 | 1.0712 | 3.0146 | 1.933 | 3.4802 | 1.9339 | BHRaSYC 2024 (tech-level) | PA¦natural gas peaker |  | #VALUE!
PA | natural gas steam turbine | ceiling check | 0.2114 | 0.21814 | 0.20472 | 1.0319 | 0.96841 | 10.7431 | 5.6219 | 11.4307 | 6.3739 | BHRaSYC 2024 (tech-level) | PA¦natural gas steam turbine |  | #VALUE!
PA | nuclear | level check | 0.8678 | 0.86983 | 0.86573 | 1.0023 | 0.99761 | 75.4045 | 9.896 | 75.0492 | 9.896 | BHRaSYC 2024 (tech-level) | PA¦nuclear |  | #VALUE!
PA | offshore wind | level check | 0.36544 | [9 empty] | PA¦offshore wind |  | #VALUE!
PA | onshore wind | level check | 0.2615 | 0.23944 | 0.28359 | 0.91565 | 1.0845 | 3.2566 | 1.5526 | 3.857 | 1.5526 | BHRaSYC 2024 (tech-level) | PA¦onshore wind |  | #VALUE!
PA | petroleum | ceiling check | 0.19178 | 0.0066198 | 0.024827 | 0.034518 | 0.12945 | 0.0765 | 1.3192 | 0.2869 | 1.3192 | BHRaSYC 2024 (tech-level) | PA¦petroleum |  | #VALUE!
PA | pumped hydro | ceiling check | 0.085196 |  | -0.072243 |  | -0.84797 |  |  | -0.9439 | 1.4915 |  | PA¦pumped hydro |  | #VALUE!
PA | solar pv | level check | 0.1584 | 0.14332 | 0.17357 | 0.90482 | 1.0958 | 1.081 | 0.861 | 1.6976 | 1.1165 | BHRaSYC 2024 (tech-level) | PA¦solar pv |  | #VALUE!
PA | solar thermal | level check | 0.2528 | [9 empty] | PA¦solar thermal |  | #VALUE!
RI | biomass | ceiling check | 0.5447 | 0.55996 | 0.5295 | 1.028 | 0.97209 | 0.1967 | 0.0401 | 0.186 | 0.0401 | BHRaSYC 2024 (tech-level) | RI¦biomass |  | #VALUE!
RI | geothermal | level check | 0.6595 | [9 empty] | RI¦geothermal |  | #VALUE!
RI | hard coal | ceiling check | 0.4576 |  |  |  |  | 0 | 0 | 0 | 0 | BHRaSYC 2024 (tech-level) | RI¦hard coal |  | #VALUE!
RI | hydro | level check | 0.3443 | 0.11416 | 0.2761 | 0.33156 | 0.80191 | 0.0027 | 0.0027 | 0.0104 | 0.0043 | BHRaSYC 2024 (tech-level) | RI¦hydro |  | #VALUE!
RI | lignite | ceiling check | 0.638 | [9 empty] | RI¦lignite |  | #VALUE!
RI | municipal solid waste | ceiling check | 0.7342 | [9 empty] | RI¦municipal solid waste |  | #VALUE!
RI | natural gas combined cycle | ceiling check | 0.5521 | 0.56648 | 0.53774 | 1.026 | 0.97399 | 8.6107 | 1.7352 | 8.4668 | 1.7974 | BHRaSYC 2024 (tech-level) | RI¦natural gas combined cycle |  | #VALUE!
RI | natural gas peaker | ceiling check | 0.10964 | [9 empty] | RI¦natural gas peaker |  | #VALUE!
RI | natural gas steam turbine | ceiling check | 0.1919 | [9 empty] | RI¦natural gas steam turbine |  | #VALUE!
RI | nuclear | level check | 0.909 | [9 empty] | RI¦nuclear |  | #VALUE!
RI | offshore wind | level check | 0.5256 | 0.36467 | 0.34052 | 0.69382 | 0.64786 | 0.0936 | 0.0293 | 0.0874 | 0.0293 | BHRaSYC 2024 (tech-level) | RI¦offshore wind |  | #VALUE!
RI | onshore wind | level check | 0.3962 | 0.20627 | 0.25718 | 0.52061 | 0.64911 | 0.0786 | 0.0435 | 0.098 | 0.0435 | BHRaSYC 2024 (tech-level) | RI¦onshore wind |  | #VALUE!
RI | petroleum | ceiling check | 0.10964 | 0.11094 | 1.0837 | 1.0119 | 9.8841 | 0.0069 | 0.0071 | 0.0674 | 0.0071 | BHRaSYC 2024 (tech-level) | RI¦petroleum |  | #VALUE!
RI | pumped hydro | ceiling check | 0.12496 | [9 empty] | RI¦pumped hydro |  | #VALUE!
RI | solar pv | level check | 0.1709 | 0.16375 | 0.17798 | 0.95814 | 1.0414 | 0.6003 | 0.4185 | 0.6849 | 0.4393 | BHRaSYC 2024 (tech-level) | RI¦solar pv |  | #VALUE!
RI | solar thermal | level check | 0.2592 | [9 empty] | RI¦solar thermal |  | #VALUE!
SC | biomass | ceiling check | 0.5529 | 0.52244 | 0.58344 | 0.94492 | 1.0552 | 0.4032 | 0.0881 | 0.4237 | 0.0829 | BHRaSYC 2024 (tech-level) | SC¦biomass |  | #VALUE!
SC | geothermal | level check | 0.6595 | [9 empty] | SC¦geothermal |  | #VALUE!
SC | hard coal | ceiling check | 0.42 | 0.40411 | 0.43579 | 0.96217 | 1.0376 | 16.8292 | 4.754 | 18.1487 | 4.754 | BHRaSYC 2024 (tech-level) | SC¦hard coal |  | #VALUE!
SC | hydro | level check | 0.185 | 0.21271 | 0.15736 | 1.1498 | 0.8506 | 2.4093 | 1.293 | 1.781 | 1.292 | BHRaSYC 2024 (tech-level) | SC¦hydro |  | #VALUE!
SC | lignite | ceiling check | 0.638 | [9 empty] | SC¦lignite |  | #VALUE!
SC | municipal solid waste | ceiling check | 0.7342 | [9 empty] | SC¦municipal solid waste |  | #VALUE!
SC | natural gas combined cycle | ceiling check | 0.64503 | 0.64278 | 0.64742 | 0.99652 | 1.0037 | 18.3113 | 3.252 | 18.5512 | 3.271 | BHRaSYC 2024 (tech-level) | SC¦natural gas combined cycle |  | #VALUE!
SC | natural gas peaker | ceiling check | 0.10634 | 0.10733 | 0.10209 | 1.0093 | 0.96006 | 2.3917 | 2.5438 | 2.3475 | 2.6249 | BHRaSYC 2024 (tech-level) | SC¦natural gas peaker |  | #VALUE!
SC | natural gas steam turbine | ceiling check | 0.2736 | 0.29655 | 0.25059 | 1.0839 | 0.91588 | 1.9743 | 0.76 | 1.6683 | 0.76 | BHRaSYC 2024 (tech-level) | SC¦natural gas steam turbine |  | #VALUE!
SC | nuclear | level check | 0.9517 | 0.92998 | 0.97337 | 0.97718 | 1.0228 | 53.7704 | 6.6003 | 56.6705 | 6.6462 | BHRaSYC 2024 (tech-level) | SC¦nuclear |  | #VALUE!
SC | offshore wind | level check | 0.405 | [9 empty] | SC¦offshore wind |  | #VALUE!
SC | onshore wind | level check | 0.2761 | [9 empty] | SC¦onshore wind |  | #VALUE!
SC | petroleum | ceiling check | 0.10634 | 0.046547 | 0.05886 | 0.43773 | 0.55351 | 0.0968 | 0.2374 | 0.109 | 0.2114 | BHRaSYC 2024 (tech-level) | SC¦petroleum |  | #VALUE!
SC | pumped hydro | ceiling check | 0.11161 |  | -0.010794 |  | -0.096714 |  |  | -0.2833 | 2.996 |  | SC¦pumped hydro |  | #VALUE!
SC | solar pv | level check | 0.1971 | 0.20285 | 0.19145 | 1.0292 | 0.97132 | 2.9206 | 1.6436 | 3.221 | 1.9206 | BHRaSYC 2024 (tech-level) | SC¦solar pv |  | #VALUE!
SC | solar thermal | level check | 0.26459 | [9 empty] | SC¦solar thermal |  | #VALUE!
SD | biomass | ceiling check | 0.5102 |  |  |  |  | 0 | 0 | 0 | 0 | BHRaSYC 2024 (tech-level) | SD¦biomass |  | #VALUE!
SD | geothermal | level check | 0.6595 | [9 empty] | SD¦geothermal |  | #VALUE!
SD | hard coal | ceiling check | 0.42747 | 0.37375 | 0.48428 | 0.87432 | 1.1329 | 1.5627 | 0.4773 | 2.0261 | 0.4776 | BHRaSYC 2024 (tech-level) | SD¦hard coal |  | #VALUE!
SD | hydro | level check | 0.3141 | 0.32864 | 0.29963 | 1.0463 | 0.95394 | 4.6005 | 1.598 | 4.1944 | 1.598 | BHRaSYC 2024 (tech-level) | SD¦hydro |  | #VALUE!
SD | lignite | ceiling check | 0.638 | [9 empty] | SD¦lignite |  | #VALUE!
SD | municipal solid waste | ceiling check | 0.7342 | [9 empty] | SD¦municipal solid waste |  | #VALUE!
SD | natural gas combined cycle | ceiling check | 0.4449 | 0.43793 | 0.45194 | 0.98433 | 1.0158 | 1.1317 | 0.295 | 1.1679 | 0.295 | BHRaSYC 2024 (tech-level) | SD¦natural gas combined cycle |  | #VALUE!
SD | natural gas peaker | ceiling check | 0.13628 | 0.12712 | 0.14558 | 0.93284 | 1.0682 | 1.0842 | 0.9736 | 1.2403 | 0.9726 | BHRaSYC 2024 (tech-level) | SD¦natural gas peaker |  | #VALUE!
SD | natural gas steam turbine | ceiling check | 0.19048 | [9 empty] | SD¦natural gas steam turbine |  | #VALUE!
SD | nuclear | level check | 0.909 | [9 empty] | SD¦nuclear |  | #VALUE!
SD | offshore wind | level check | 0.35304 | [9 empty] | SD¦offshore wind |  | #VALUE!
SD | onshore wind | level check | 0.4093 | 0.39948 | 0.41922 | 0.976 | 1.0242 | 12.074 | 3.4503 | 12.725 | 3.4651 | BHRaSYC 2024 (tech-level) | SD¦onshore wind |  | #VALUE!
SD | petroleum | ceiling check | 0.13628 | 0.0087515 | 0.0040711 | 0.064219 | 0.029874 | 0.0159 | 0.2074 | 0.0074 | 0.2075 | BHRaSYC 2024 (tech-level) | SD¦petroleum |  | #VALUE!
SD | pumped hydro | ceiling check | 0.12904 | [9 empty] | SD¦pumped hydro |  | #VALUE!
SD | solar pv | level check | 0.2117 | 0.18478 | 0.23863 | 0.87283 | 1.1272 | 0.3383 | 0.209 | 0.4369 | 0.209 | BHRaSYC 2024 (tech-level) | SD¦solar pv |  | #VALUE!
SD | solar thermal | level check | 0.24649 | [9 empty] | SD¦solar thermal |  | #VALUE!
TN | biomass | ceiling check | 0.5102 | 0.63348 | 0.60213 | 1.2416 | 1.1802 | 0.0788 | 0.0142 | 0.0749 | 0.0142 | BHRaSYC 2024 (tech-level) | TN¦biomass |  | #VALUE!
TN | geothermal | level check | 0.6595 | [9 empty] | TN¦geothermal |  | #VALUE!
TN | hard coal | ceiling check | 0.4299 | 0.42157 | 0.43821 | 0.98062 | 1.0193 | 16.9616 | 4.593 | 17.6311 | 4.593 | BHRaSYC 2024 (tech-level) | TN¦hard coal |  | #VALUE!
TN | hydro | level check | 0.3884 | 0.38997 | 0.38685 | 1.004 | 0.996 | 8.9114 | 2.6086 | 8.84 | 2.6086 | BHRaSYC 2024 (tech-level) | TN¦hydro |  | #VALUE!
TN | lignite | ceiling check | 0.638 | [9 empty] | TN¦lignite |  | #VALUE!
TN | municipal solid waste | ceiling check | 0.7342 | [9 empty] | TN¦municipal solid waste |  | #VALUE!
TN | natural gas combined cycle | ceiling check | 0.6484 | 0.64656 | 0.65027 | 0.99716 | 1.0029 | 13.9053 | 2.4551 | 13.9851 | 2.4551 | BHRaSYC 2024 (tech-level) | TN¦natural gas combined cycle |  | #VALUE!
TN | natural gas peaker | ceiling check | 0.062206 | 0.040213 | 0.078439 | 0.64645 | 1.261 | 1.1715 | 3.3256 | 2.4529 | 3.5698 | BHRaSYC 2024 (tech-level) | TN¦natural gas peaker |  | #VALUE!
TN | natural gas steam turbine | ceiling check | 0.1919 | [9 empty] | TN¦natural gas steam turbine |  | #VALUE!
TN | nuclear | level check | 0.7764 | 0.81239 | 0.74038 | 1.0464 | 0.95361 | 32.186 | 4.5227 | 29.3332 | 4.5227 | BHRaSYC 2024 (tech-level) | TN¦nuclear |  | #VALUE!
TN | offshore wind | level check | 0.35613 | [9 empty] | TN¦offshore wind |  | #VALUE!
TN | onshore wind | level check | 0.297 | 0.71755 |  | 2.416 |  | 0.0132 | 0.0021 | 0 | 0 | BHRaSYC 2024 (tech-level) | TN¦onshore wind |  | #VALUE!
TN | petroleum | ceiling check | 0.062206 | 0.029315 | 0.10652 | 0.47126 | 1.7123 | 0.1208 | 0.4704 | 0.1269 | 0.136 | BHRaSYC 2024 (tech-level) | TN¦petroleum |  | #VALUE!
TN | pumped hydro | ceiling check | 0.076211 |  | -0.037962 |  | -0.49812 |  |  | -0.5375 | 1.6163 |  | TN¦pumped hydro |  | #VALUE!
TN | solar pv | level check | 0.1932 | 0.21018 | 0.17625 | 1.0879 | 0.91226 | 1.0955 | 0.595 | 1.2668 | 0.8205 | BHRaSYC 2024 (tech-level) | TN¦solar pv |  | #VALUE!
TN | solar thermal | level check | 0.24934 | [9 empty] | TN¦solar thermal |  | #VALUE!
TX | biomass | ceiling check | 0.2344 | 0.2153 | 0.25343 | 0.91853 | 1.0812 | 0.3261 | 0.1729 | 0.3763 | 0.1695 | BHRaSYC 2024 (tech-level) | TX¦biomass |  | #VALUE!
TX | geothermal | level check | 0.6595 | [9 empty] | TX¦geothermal |  | #VALUE!
TX | hard coal | ceiling check | 0.44515 | 0.42449 | 0.4671 | 0.95359 | 1.0493 | 51.6044 | 13.8776 | 54.3045 | 13.2716 | BHRaSYC 2024 (tech-level) | TX¦hard coal |  | #VALUE!
TX | hydro | level check | 0.1484 | 0.12451 | 0.17231 | 0.83902 | 1.1612 | 0.7767 | 0.7121 | 1.0749 | 0.7121 | BHRaSYC 2024 (tech-level) | TX¦hydro |  | #VALUE!
TX | lignite | ceiling check | 0.6767 | 0.66144 | 0.69198 | 0.97744 | 1.0226 | 13.9408 | 2.406 | 14.5846 | 2.406 | BHRaSYC 2024 (tech-level) | TX¦lignite |  | #VALUE!
TX | municipal solid waste | ceiling check | 0.7342 | [9 empty] | TX¦municipal solid waste |  | #VALUE!
TX | natural gas combined cycle | ceiling check | 0.58703 | 0.5944 | 0.5842 | 1.0126 | 0.99518 | 203.749 | 39.13 | 200.0727 | 39.0952 | BHRaSYC 2024 (tech-level) | TX¦natural gas combined cycle |  | #VALUE!
TX | natural gas peaker | ceiling check | 0.19134 | 0.18778 | 0.18819 | 0.98137 | 0.98353 | 17.9529 | 10.9139 | 18.6342 | 11.3032 | BHRaSYC 2024 (tech-level) | TX¦natural gas peaker |  | #VALUE!
TX | natural gas steam turbine | ceiling check | 0.2203 | 0.22608 | 0.21453 | 1.0263 | 0.97381 | 30.8234 | 15.5635 | 30.5153 | 16.2377 | BHRaSYC 2024 (tech-level) | TX¦natural gas steam turbine |  | #VALUE!
TX | nuclear | level check | 0.9221 | 0.88512 | 0.95911 | 0.95989 | 1.0401 | 38.6131 | 4.98 | 41.8408 | 4.98 | BHRaSYC 2024 (tech-level) | TX¦nuclear |  | #VALUE!
TX | offshore wind | level check | 0.3782 | [9 empty] | TX¦offshore wind |  | #VALUE!
TX | onshore wind | level check | 0.3378 | 0.33799 | 0.33762 | 1.0006 | 0.99948 | 124.245 | 41.9629 | 130.1114 | 43.9924 | BHRaSYC 2024 (tech-level) | TX¦onshore wind |  | #VALUE!
TX | petroleum | ceiling check | 0.19134 | 0.030894 | 0.034765 | 0.16146 | 0.18169 | 0.1676 | 0.6193 | 0.1886 | 0.6193 | BHRaSYC 2024 (tech-level) | TX¦petroleum |  | #VALUE!
TX | pumped hydro | ceiling check | 0.19939 | [9 empty] | TX¦pumped hydro |  | #VALUE!
TX | solar pv | level check | 0.2238 | 0.20698 | 0.24069 | 0.92482 | 1.0755 | 40.556 | 22.3683 | 63.2431 | 29.9949 | BHRaSYC 2024 (tech-level) | TX¦solar pv |  | #VALUE!
TX | solar thermal | level check | 0.23558 | [9 empty] | TX¦solar thermal |  | #VALUE!
UT | biomass | ceiling check | 0.5102 | 0.65478 | 0.51478 | 1.2834 | 1.009 | 0.0608 | 0.0106 | 0.0478 | 0.0106 | BHRaSYC 2024 (tech-level) | UT¦biomass |  | #VALUE!
UT | geothermal | level check | 0.7433 | 0.7282 | 0.7584 | 0.97969 | 1.0203 | 0.451 | 0.0707 | 0.4697 | 0.0707 | BHRaSYC 2024 (tech-level) | UT¦geothermal |  | #VALUE!
UT | hard coal | ceiling check | 0.5685 | 0.39788 | 0.73915 | 0.69987 | 1.3002 | 15.9666 | 4.581 | 18.0068 | 2.781 | BHRaSYC 2024 (tech-level) | UT¦hard coal |  | #VALUE!
UT | hydro | level check | 0.2754 | 0.32747 | 0.22321 | 1.1891 | 0.8105 | 0.7077 | 0.2467 | 0.4816 | 0.2463 | BHRaSYC 2024 (tech-level) | UT¦hydro |  | #VALUE!
UT | lignite | ceiling check | 0.638 | [9 empty] | UT¦lignite |  | #VALUE!
UT | municipal solid waste | ceiling check | 0.7342 | [9 empty] | UT¦municipal solid waste |  | #VALUE!
UT | natural gas combined cycle | ceiling check | 0.5154 | 0.60988 | 0.42101 | 1.1833 | 0.81685 | 9.7768 | 1.83 | 10.2158 | 2.77 | BHRaSYC 2024 (tech-level) | UT¦natural gas combined cycle |  | #VALUE!
UT | natural gas peaker | ceiling check | 0.20289 | 0.24892 | 0.15684 | 1.2269 | 0.77306 | 1.2041 | 0.5522 | 0.7587 | 0.5522 | BHRaSYC 2024 (tech-level) | UT¦natural gas peaker |  | #VALUE!
UT | natural gas steam turbine | ceiling check | 0.1374 | 0.16501 | 0.10973 | 1.2009 | 0.79864 | 0.3433 | 0.2375 | 0.2283 | 0.2375 | BHRaSYC 2024 (tech-level) | UT¦natural gas steam turbine |  | #VALUE!
UT | nuclear | level check | 0.909 | [9 empty] | UT¦nuclear |  | #VALUE!
UT | offshore wind | level check | 0.33674 | [9 empty] | UT¦offshore wind |  | #VALUE!
UT | onshore wind | level check | 0.2259 | 0.21923 | 0.2325 | 0.97047 | 1.0292 | 0.7484 | 0.3897 | 0.7937 | 0.3897 | BHRaSYC 2024 (tech-level) | UT¦onshore wind |  | #VALUE!
UT | petroleum | ceiling check | 0.20289 | 0.13715 | 0.12771 | 0.67599 | 0.62944 | 0.0334 | 0.0278 | 0.0311 | 0.0278 | BHRaSYC 2024 (tech-level) | UT¦petroleum |  | #VALUE!
UT | pumped hydro | ceiling check | 0.13216 | [9 empty] | UT¦pumped hydro |  | #VALUE!
UT | solar pv | level check | 0.2553 | 0.27702 | 0.23359 | 1.0851 | 0.91497 | 5.3041 | 2.1857 | 6.1621 | 3.0114 | BHRaSYC 2024 (tech-level) | UT¦solar pv |  | #VALUE!
UT | solar thermal | level check | 0.25218 | 0 | 0 | 0 | 0 | 0 | 0.0001 | 0 | 0.0001 | BHRaSYC 2024 (tech-level) | UT¦solar thermal |  | #VALUE!
VA | biomass | ceiling check | 0.686 | 0.69401 | 0.678 | 1.0117 | 0.98834 | 1.7728 | 0.2916 | 1.7319 | 0.2916 | BHRaSYC 2024 (tech-level) | VA¦biomass |  | #VALUE!
VA | geothermal | level check | 0.6595 | [9 empty] | VA¦geothermal |  | #VALUE!
VA | hard coal | ceiling check | 0.20583 | 0.14274 | 0.2693 | 0.69349 | 1.3084 | 1.8595 | 1.4871 | 3.5082 | 1.4871 | BHRaSYC 2024 (tech-level) | VA¦hard coal |  | #VALUE!
VA | hydro | level check | 0.1511 | 0.16552 | 0.13672 | 1.0954 | 0.90483 | 1.2529 | 0.8641 | 1.0349 | 0.8641 | BHRaSYC 2024 (tech-level) | VA¦hydro |  | #VALUE!
VA | lignite | ceiling check | 0.638 | [9 empty] | VA¦lignite |  | #VALUE!
VA | municipal solid waste | ceiling check | 0.7342 | [9 empty] | VA¦municipal solid waste |  | #VALUE!
VA | natural gas combined cycle | ceiling check | 0.7127 | 0.71679 | 0.70856 | 1.0057 | 0.99419 | 55.9473 | 8.9101 | 55.4726 | 8.9371 | BHRaSYC 2024 (tech-level) | VA¦natural gas combined cycle |  | #VALUE!
VA | natural gas peaker | ceiling check | 0.121 | 0.10706 | 0.13523 | 0.88475 | 1.1176 | 3.9369 | 4.198 | 4.9626 | 4.1893 | BHRaSYC 2024 (tech-level) | VA¦natural gas peaker |  | #VALUE!
VA | natural gas steam turbine | ceiling check | 0.064029 | 0.055038 | 0.07634 | 0.85958 | 1.1923 | 0.2483 | 0.515 | 0.3444 | 0.515 | BHRaSYC 2024 (tech-level) | VA¦natural gas steam turbine |  | #VALUE!
VA | nuclear | level check | 0.9144 | 0.92608 | 0.90269 | 1.0128 | 0.98719 | 28.9453 | 3.568 | 28.2142 | 3.568 | BHRaSYC 2024 (tech-level) | VA¦nuclear |  | #VALUE!
VA | offshore wind | level check | 0.4748 | 0.4785 | 0.4747 | 1.0078 | 0.99978 | 0.0503 | 0.012 | 0.0499 | 0.012 | BHRaSYC 2024 (tech-level) | VA¦offshore wind |  | #VALUE!
VA | onshore wind | level check | 0.2917 | [9 empty] | VA¦onshore wind |  | #VALUE!
VA | petroleum | ceiling check | 0.121 | 0.029359 | 0.09923 | 0.24264 | 0.82008 | 0.1897 | 0.7376 | 0.6396 | 0.7358 | BHRaSYC 2024 (tech-level) | VA¦petroleum |  | #VALUE!
VA | pumped hydro | ceiling check | 0.089262 |  | -0.053342 |  | -0.59759 |  |  | -1.4808 | 3.169 |  | VA¦pumped hydro |  | #VALUE!
VA | solar pv | level check | 0.1835 | 0.17076 | 0.19626 | 0.9306 | 1.0695 | 6.9969 | 4.6774 | 8.8745 | 5.162 | BHRaSYC 2024 (tech-level) | VA¦solar pv |  | #VALUE!
VA | solar thermal | level check | 0.24754 | [9 empty] | VA¦solar thermal |  | #VALUE!
VT | biomass | ceiling check | 0.5898 | 0.56848 | 0.61099 | 0.96385 | 1.0359 | 0.3959 | 0.0795 | 0.4239 | 0.0792 | BHRaSYC 2024 (tech-level) | VT¦biomass |  | #VALUE!
VT | geothermal | level check | 0.6595 | [9 empty] | VT¦geothermal |  | #VALUE!
VT | hard coal | ceiling check | 0.4576 | [9 empty] | VT¦hard coal |  | #VALUE!
VT | hydro | level check | 0.3957 | 0.44279 | 0.34864 | 1.119 | 0.88107 | 1.2839 | 0.331 | 1.0109 | 0.331 | BHRaSYC 2024 (tech-level) | VT¦hydro |  | #VALUE!
VT | lignite | ceiling check | 0.638 | [9 empty] | VT¦lignite |  | #VALUE!
VT | municipal solid waste | ceiling check | 0.7342 | [9 empty] | VT¦municipal solid waste |  | #VALUE!
VT | natural gas combined cycle | ceiling check | 0.5951 | [9 empty] | VT¦natural gas combined cycle |  | #VALUE!
VT | natural gas peaker | ceiling check | 0.10964 | [9 empty] | VT¦natural gas peaker |  | #VALUE!
VT | natural gas steam turbine | ceiling check | 0.1919 |  |  |  |  | 0.0005 | 0 | 0.0003 | 0 | BHRaSYC 2024 (tech-level) | VT¦natural gas steam turbine |  | #VALUE!
VT | nuclear | level check | 0.909 | [9 empty] | VT¦nuclear |  | #VALUE!
VT | offshore wind | level check | 0.35729 | [9 empty] | VT¦offshore wind |  | #VALUE!
VT | onshore wind | level check | 0.281 | 0.27004 | 0.29208 | 0.96098 | 1.0394 | 0.3553 | 0.1502 | 0.3843 | 0.1502 | BHRaSYC 2024 (tech-level) | VT¦onshore wind |  | #VALUE!
VT | petroleum | ceiling check | 0.10964 | 0.0028086 | 0.0037858 | 0.025617 | 0.03453 | 0.0031 | 0.126 | 0.0039 | 0.1176 | BHRaSYC 2024 (tech-level) | VT¦petroleum |  | #VALUE!
VT | pumped hydro | ceiling check | 0.11695 | [9 empty] | VT¦pumped hydro |  | #VALUE!
VT | solar pv | level check | 0.1572 | 0.15946 | 0.15486 | 1.0144 | 0.98509 | 0.2168 | 0.1552 | 0.2104 | 0.1551 | BHRaSYC 2024 (tech-level) | VT¦solar pv |  | #VALUE!
VT | solar thermal | level check | 0.25568 | [9 empty] | VT¦solar thermal |  | #VALUE!
WA | biomass | ceiling check | 0.6446 | 0.67949 | 0.60984 | 1.0541 | 0.94608 | 0.3244 | 0.0545 | 0.32 | 0.0599 | BHRaSYC 2024 (tech-level) | WA¦biomass |  | #VALUE!
WA | geothermal | level check | 0.6595 | [9 empty] | WA¦geothermal |  | #VALUE!
WA | hard coal | ceiling check | 0.5083 | 0.48126 | 0.53537 | 0.9468 | 1.0533 | 2.8246 | 0.67 | 3.1422 | 0.67 | BHRaSYC 2024 (tech-level) | WA¦hard coal |  | #VALUE!
WA | hydro | level check | 0.3328 | 0.32229 | 0.34329 | 0.96841 | 1.0315 | 60.7363 | 21.513 | 64.6617 | 21.5022 | BHRaSYC 2024 (tech-level) | WA¦hydro |  | #VALUE!
WA | lignite | ceiling check | 0.638 | [9 empty] | WA¦lignite |  | #VALUE!
WA | municipal solid waste | ceiling check | 0.6711 | 0.66582 | 0.67638 | 0.99214 | 1.0079 | 0.1324 | 0.0227 | 0.1345 | 0.0227 | BHRaSYC 2024 (tech-level) | WA¦municipal solid waste |  | #VALUE!
WA | natural gas combined cycle | ceiling check | 0.6774 | 0.70305 | 0.6517 | 1.0379 | 0.96206 | 16.2381 | 2.6366 | 15.052 | 2.6366 | BHRaSYC 2024 (tech-level) | WA¦natural gas combined cycle |  | #VALUE!
WA | natural gas peaker | ceiling check | 0.11885 | 0.17925 | 0.058468 | 1.5081 | 0.49193 | 0.9795 | 0.6238 | 0.3195 | 0.6238 | BHRaSYC 2024 (tech-level) | WA¦natural gas peaker |  | #VALUE!
WA | natural gas steam turbine | ceiling check | 0.1919 |  |  |  |  | 0.0004 | 0 | 0.0002 | 0 | BHRaSYC 2024 (tech-level) | WA¦natural gas steam turbine |  | #VALUE!
WA | nuclear | level check | 0.8785 | 0.98853 | 0.76845 | 1.1252 | 0.87473 | 9.9671 | 1.151 | 7.7481 | 1.151 | BHRaSYC 2024 (tech-level) | WA¦nuclear |  | #VALUE!
WA | offshore wind | level check | 0.4106 | [9 empty] | WA¦offshore wind |  | #VALUE!
WA | onshore wind | level check | 0.2866 | 0.2998 | 0.27348 | 1.0461 | 0.95424 | 8.8633 | 3.3749 | 8.081 | 3.3731 | BHRaSYC 2024 (tech-level) | WA¦onshore wind |  | #VALUE!
WA | petroleum | ceiling check | 0.11885 | 0.60112 | 0.55251 | 5.0576 | 4.6486 | 0.0416 | 0.0079 | 0.0121 | 0.0025 | BHRaSYC 2024 (tech-level) | WA¦petroleum |  | #VALUE!
WA | pumped hydro | ceiling check | 0.053356 |  | -0.00094523 |  | -0.017716 |  |  | -0.0026 | 0.314 |  | WA¦pumped hydro |  | #VALUE!
WA | solar pv | level check | 0.2267 | 0.18585 | 0.26754 | 0.8198 | 1.1801 | 0.4368 | 0.2683 | 0.6288 | 0.2683 | BHRaSYC 2024 (tech-level) | WA¦solar pv |  | #VALUE!
WA | solar thermal | level check | 0.24412 | [9 empty] | WA¦solar thermal |  | #VALUE!
WI | biomass | ceiling check | 0.5018 | 0.51657 | 0.48707 | 1.0294 | 0.97065 | 0.7652 | 0.1691 | 0.8094 | 0.1897 | BHRaSYC 2024 (tech-level) | WI¦biomass |  | #VALUE!
WI | geothermal | level check | 0.6595 | [9 empty] | WI¦geothermal |  | #VALUE!
WI | hard coal | ceiling check | 0.5346 | 0.50257 | 0.56657 | 0.94008 | 1.0598 | 20.6996 | 4.7018 | 23.3009 | 4.6948 | BHRaSYC 2024 (tech-level) | WI¦hard coal |  | #VALUE!
WI | hydro | level check | 0.554 | 0.57255 | 0.53541 | 1.0335 | 0.96645 | 1.9661 | 0.392 | 1.8198 | 0.388 | BHRaSYC 2024 (tech-level) | WI¦hydro |  | #VALUE!
WI | lignite | ceiling check | 0.638 | [9 empty] | WI¦lignite |  | #VALUE!
WI | municipal solid waste | ceiling check | 0.7342 | 0.20833 | 0.21904 | 0.28376 | 0.29833 | 0.0292 | 0.016 | 0.0307 | 0.016 | BHRaSYC 2024 (tech-level) | WI¦municipal solid waste |  | #VALUE!
WI | natural gas combined cycle | ceiling check | 0.6821 | 0.71241 | 0.65172 | 1.0444 | 0.95546 | 21.3857 | 3.4268 | 19.5582 | 3.4258 | BHRaSYC 2024 (tech-level) | WI¦natural gas combined cycle |  | #VALUE!
WI | natural gas peaker | ceiling check | 0.087607 | 0.089558 | 0.086547 | 1.0223 | 0.9879 | 2.596 | 3.309 | 2.4828 | 3.2748 | BHRaSYC 2024 (tech-level) | WI¦natural gas peaker |  | #VALUE!
WI | natural gas steam turbine | ceiling check | 0.311 | 0.40262 | 0.21936 | 1.2946 | 0.70533 | 1.3494 | 0.3826 | 0.691 | 0.3596 | BHRaSYC 2024 (tech-level) | WI¦natural gas steam turbine |  | #VALUE!
WI | nuclear | level check | 0.9769 | 0.97724 | 0.97653 | 1.0003 | 0.99962 | 10.1469 | 1.1853 | 10.1755 | 1.1895 | BHRaSYC 2024 (tech-level) | WI¦nuclear |  | #VALUE!
WI | offshore wind | level check | 0.382 | [9 empty] | WI¦offshore wind |  | #VALUE!
WI | onshore wind | level check | 0.2738 | 0.27612 | 0.2714 | 1.0085 | 0.99124 | 1.9672 | 0.8133 | 1.9336 | 0.8133 | BHRaSYC 2024 (tech-level) | WI¦onshore wind |  | #VALUE!
WI | petroleum | ceiling check | 0.087607 | 0.013909 | 0.021894 | 0.15877 | 0.24991 | 0.0628 | 0.5154 | 0.1065 | 0.5553 | BHRaSYC 2024 (tech-level) | WI¦petroleum |  | #VALUE!
WI | pumped hydro | ceiling check | 0.10695 | [9 empty] | WI¦pumped hydro |  | #VALUE!
WI | solar pv | level check | 0.1676 | 0.15614 | 0.17906 | 0.9316 | 1.0683 | 2.8731 | 2.1006 | 3.9715 | 2.532 | BHRaSYC 2024 (tech-level) | WI¦solar pv |  | #VALUE!
WI | solar thermal | level check | 0.24357 | [9 empty] | WI¦solar thermal |  | #VALUE!
WV | biomass | ceiling check | 0.5102 | 0.27112 | 0.24258 | 0.5314 | 0.47546 | 0.0076 | 0.0032 | 0.0068 | 0.0032 | BHRaSYC 2024 (tech-level) | WV¦biomass |  | #VALUE!
WV | geothermal | level check | 0.6595 | [9 empty] | WV¦geothermal |  | #VALUE!
WV | hard coal | ceiling check | 0.4067 | 0.39225 | 0.42114 | 0.96448 | 1.0355 | 43.0979 | 12.5425 | 46.2717 | 12.5425 | BHRaSYC 2024 (tech-level) | WV¦hard coal |  | #VALUE!
WV | hydro | level check | 0.4703 | 0.43848 | 0.50208 | 0.93233 | 1.0676 | 0.9134 | 0.2378 | 1.0459 | 0.2378 | BHRaSYC 2024 (tech-level) | WV¦hydro |  | #VALUE!
WV | lignite | ceiling check | 0.638 | [9 empty] | WV¦lignite |  | #VALUE!
WV | municipal solid waste | ceiling check | 0.7342 | [9 empty] | WV¦municipal solid waste |  | #VALUE!
WV | natural gas combined cycle | ceiling check | 0.5951 | [9 empty] | WV¦natural gas combined cycle |  | #VALUE!
WV | natural gas peaker | ceiling check | 0.29209 | 0.31457 | 0.26892 | 1.077 | 0.92066 | 2.999 | 1.0883 | 2.5703 | 1.0911 | BHRaSYC 2024 (tech-level) | WV¦natural gas peaker |  | #VALUE!
WV | natural gas steam turbine | ceiling check | 0.1919 |  |  |  |  | 0.1105 | 0 | 0.1397 | 0 | BHRaSYC 2024 (tech-level) | WV¦natural gas steam turbine |  | #VALUE!
WV | nuclear | level check | 0.909 | [9 empty] | WV¦nuclear |  | #VALUE!
WV | offshore wind | level check | 0.36479 | [9 empty] | WV¦offshore wind |  | #VALUE!
WV | onshore wind | level check | 0.2666 | 0.26734 | 0.26581 | 1.0028 | 0.99702 | 2.0028 | 0.8552 | 1.9913 | 0.8552 | BHRaSYC 2024 (tech-level) | WV¦onshore wind |  | #VALUE!
WV | petroleum | ceiling check | 0.29209 | 1.2951 | 1.4726 | 4.4341 | 5.0416 | 0.1248 | 0.011 | 0.1419 | 0.011 | BHRaSYC 2024 (tech-level) | WV¦petroleum |  | #VALUE!
WV | pumped hydro | ceiling check | 0.13189 | [9 empty] | WV¦pumped hydro |  | #VALUE!
WV | solar pv | level check | 0.1874 | 0.1705 | 0.20437 | 0.90981 | 1.0906 | 0.1858 | 0.1244 | 0.2331 | 0.1302 | BHRaSYC 2024 (tech-level) | WV¦solar pv |  | #VALUE!
WV | solar thermal | level check | 0.26613 | [9 empty] | WV¦solar thermal |  | #VALUE!
WY | biomass | ceiling check | 0.5102 | [9 empty] | WY¦biomass |  | #VALUE!
WY | geothermal | level check | 0.6595 | [9 empty] | WY¦geothermal |  | #VALUE!
WY | hard coal | ceiling check | 0.5796 | 0.55713 | 0.60207 | 0.96123 | 1.0388 | 24.0508 | 4.928 | 26.0015 | 4.93 | BHRaSYC 2024 (tech-level) | WY¦hard coal |  | #VALUE!
WY | hydro | level check | 0.3431 | 0.37789 | 0.30838 | 1.1014 | 0.8988 | 1.0166 | 0.3071 | 0.8296 | 0.3071 | BHRaSYC 2024 (tech-level) | WY¦hydro |  | #VALUE!
WY | lignite | ceiling check | 0.638 | [9 empty] | WY¦lignite |  | #VALUE!
WY | municipal solid waste | ceiling check | 0.7342 | [9 empty] | WY¦municipal solid waste |  | #VALUE!
WY | natural gas combined cycle | ceiling check | 0.5704 | 0.53471 | 0.60612 | 0.93743 | 1.0626 | 0.4403 | 0.094 | 0.4991 | 0.094 | BHRaSYC 2024 (tech-level) | WY¦natural gas combined cycle |  | #VALUE!
WY | natural gas peaker | ceiling check | 0.09704 | 0.072587 | 0.12148 | 0.74801 | 1.2518 | 0.0922 | 0.145 | 0.1543 | 0.145 | BHRaSYC 2024 (tech-level) | WY¦natural gas peaker |  | #VALUE!
WY | natural gas steam turbine | ceiling check | 0.3247 | 0.36241 | 0.2869 | 1.1161 | 0.8836 | 4.1811 | 1.317 | 3.31 | 1.317 | BHRaSYC 2024 (tech-level) | WY¦natural gas steam turbine |  | #VALUE!
WY | nuclear | level check | 0.909 | [9 empty] | WY¦nuclear |  | #VALUE!
WY | offshore wind | level check | 0.41312 | [9 empty] | WY¦offshore wind |  | #VALUE!
WY | onshore wind | level check | 0.301 | 0.28514 | 0.31687 | 0.9473 | 1.0527 | 9.0018 | 3.6039 | 12.7251 | 4.5843 | BHRaSYC 2024 (tech-level) | WY¦onshore wind |  | #VALUE!
WY | petroleum | ceiling check | 0.09704 | 1.1124 | 1.28 | 11.4633 | 13.1904 | 0.0458 | 0.0047 | 0.0527 | 0.0047 | BHRaSYC 2024 (tech-level) | WY¦petroleum |  | #VALUE!
WY | pumped hydro | ceiling check | 0.085383 | [9 empty] | WY¦pumped hydro |  | #VALUE!
WY | solar pv | level check | 0.2168 | 0.19958 | 0.23397 | 0.92059 | 1.0792 | 0.4231 | 0.242 | 0.496 | 0.242 | BHRaSYC 2024 (tech-level) | WY¦solar pv |  | #VALUE!
WY | solar thermal | level check | 0.22459 | [9 empty] | WY¦solar thermal |  | #VALUE!

## Adjustments
state | tech (CF_summary form) | boost_2025 | bhrasyc_old_gw | cap_2025_gw | correction (formula) | empirical_override | note | key (helper)
AL | solar pv | 0.17156 | 0.6635 | 0.743 | 0.98197 | 0.95185 | empirical: 2026-08-13 solar retune, 0.921284 -> 0.951845 (was -3.21% vs EIA-923 2025 on run bau-0813); supersedes formula | AL¦solar pv
AR | onshore wind | 0.13799 | 0 | 0.135 | 0.87874 | 0.42595 | empirical: 2026-08-26 step-1a wind retune, 0.48469 -> 0.425949 (was 13.79% vs EIA-923 2025 on run climate-0825); supersedes formula and the 08-13 value | AR¦onshore wind
AR | solar pv | 0.34946 | 1.7725 | 2.525 | 0.90568 | 1.0581 | empirical: 2026-08-13 solar retune, 0.985992 -> 1.058135 (was -6.82% vs EIA-923 2025 on run bau-0813); supersedes formula | AR¦solar pv
AZ | onshore wind | 0.012275 | 1.2345 | 1.234 | 0.99959 |  |  | AZ¦onshore wind
AZ | solar pv | 0.21009 | 4.7302 | 6.262 | 0.95112 | 0.99871 | empirical: 2026-08-13 solar retune, 0.963442 -> 0.998708 (was -3.53% vs EIA-923 2025 on run bau-0813); supersedes formula | AZ¦solar pv
CA | onshore wind | 0 | 6.4287 | 6.418 | 0.99834 |  |  | CA¦onshore wind
CA | solar pv | 0.15087 | 21.0873 | 23.19 | 0.9865 |  |  | CA¦solar pv
CO | onshore wind | 0.050118 | 5.3349 | 5.374 | 0.99964 |  |  | CO¦onshore wind
CO | solar pv | 0.2942 | 2.3495 | 3.234 | 0.92553 | 0.83174 | empirical: 2026-08-13 solar retune, 0.803406 -> 0.831744 (was -3.41% vs EIA-923 2025 on run bau-0813); supersedes formula | CO¦solar pv
CT | onshore wind | 0.055842 | 0.005 | 0.005 | 1 |  |  | CT¦onshore wind
CT | solar pv | 0.3357 | 0.3142 | 0.478 | 0.89683 | 0.85612 | empirical: 2026-08-13 solar retune, 0.824666 -> 0.856123 (was -3.67% vs EIA-923 2025 on run bau-0813); supersedes formula | CT¦solar pv
DE | solar pv | 0.28024 | 0.0919 | 0.106 | 0.96406 | 0.93001 | empirical: 2026-08-13 solar retune, 0.875986 -> 0.930008 (was -5.81% vs EIA-923 2025 on run bau-0813); supersedes formula | DE¦solar pv
FL | solar pv | 0.24993 | 10.9429 | 12.285 | 0.97342 |  |  | FL¦solar pv
GA | solar pv | 0.13489 | 4.9994 | 5.399 | 0.99011 |  |  | GA¦solar pv
IA | onshore wind | 0.09248 | 12.8645 | 13.241 | 0.99738 | 1.0731 | empirical: 2026-07-28 wind curtailment gross-up (supersedes formula) | IA¦onshore wind
IA | solar pv | 0.42732 | 0.6761 | 0.689 | 0.99206 | 1.3561 | empirical: 2026-08-13 solar retune, 1.29416 -> 1.356136 (was -4.57% vs EIA-923 2025 on run bau-0813); supersedes formula | IA¦solar pv
ID | onshore wind | 0 | 1.1283 | 1.128 | 0.99973 | 1.0802 | empirical: 2026-07-28 wind curtailment gross-up (supersedes formula) | ID¦onshore wind
ID | solar pv | 0 | 0.5 | 0.7 | 1 | 1.0777 | empirical: 2026-08-13 solar retune, 1.03741 -> 1.077722 (was -3.74% vs EIA-923 2025 on run bau-0813); supersedes formula | ID¦solar pv
IL | onshore wind | 0.10493 | 7.872 | 8.429 | 0.99311 |  |  | IL¦onshore wind
IL | solar pv | 0.59358 | 2.955 | 4.259 | 0.84621 | 1.0113 | empirical: 2026-08-13 solar retune, 0.977431 -> 1.011287 (was -3.35% vs EIA-923 2025 on run bau-0813); supersedes formula | IL¦solar pv
IN | onshore wind | 0.23925 | 3.6391 | 3.852 | 0.98695 |  |  | IN¦onshore wind
IN | solar pv | 0.476 | 2.4892 | 4.591 | 0.82108 | 0.88361 | empirical: 2026-08-13 solar retune, 0.766715 -> 0.883608 (was -13.23% vs EIA-923 2025 on run bau-0813); supersedes formula | IN¦solar pv
KS | onshore wind | 0.22839 | 9.036 | 9.644 | 0.98581 |  |  | KS¦onshore wind
KS | solar pv | 0.37273 | 0.0658 | 0.278 | 0.77851 | 0.71035 | empirical: 2026-08-13 solar retune, 0.618733 -> 0.710352 (was -12.9% vs EIA-923 2025 on run bau-0813); supersedes formula | KS¦solar pv
KY | solar pv | 0.94739 | 0.4252 | 1.135 | 0.62795 | 0.86119 | empirical: 2026-08-13 solar retune, 0.69025 -> 0.861193 (was -19.85% vs EIA-923 2025 on run bau-0813); supersedes formula | KY¦solar pv
LA | solar pv | 0.47285 | 1.0526 | 1.335 | 0.90907 | 1.1383 | empirical: 2026-09-02 dispatch retune, 1.11197 -> 1.1383 (solar +0.0% (was -16.2 mid-retune, -7.4 pre); paired with solar PV guarantee 1.0); supersedes formula and any earlier retune | LA¦solar pv
MA | onshore wind | 0.16104 | 0.0851 | 0.083 | 0.97532 | 0.67606 | empirical: 2026-08-13 wind retune, 0.639288 -> 0.67606 (was -5.44% vs EIA-923 2025 on run bau-0813); supersedes formula | MA¦onshore wind
MA | solar pv | 0.28884 | 1.4191 | 1.474 | 0.98936 |  |  | MA¦solar pv
MD | onshore wind | 0.18323 | 0.19 | 0.245 | 0.96049 |  |  | MD¦onshore wind
MD | solar pv | 0.5045 | 0.6597 | 1.048 | 0.84251 | 0.70668 | empirical: 2026-08-13 solar retune, 0.620804 -> 0.706678 (was -12.15% vs EIA-923 2025 on run bau-0813); supersedes formula | MD¦solar pv
ME | onshore wind | 0.42057 | 1.0295 | 1.214 | 0.93992 |  |  | ME¦onshore wind
ME | solar pv | 0.34095 | 0.8292 | 0.874 | 0.98282 | 1.1214 | empirical: 2026-08-28 step-1a solar retune (ceiling basis), 1.14279 -> 1.12135 (ceiling was 1.91% vs EIA-923 2025 ER on the 08-28 BAU sweep); supersedes formula and any earlier retune | ME¦solar pv
MI | onshore wind | 0.28317 | 3.7743 | 3.774 | 0.99992 |  |  | MI¦onshore wind
MI | solar pv | 0.21322 | 1.157 | 1.965 | 0.91939 | 0.86279 | empirical: 2026-08-13 solar retune, 0.804403 -> 0.862786 (was -6.77% vs EIA-923 2025 on run bau-0813); supersedes formula | MI¦solar pv
MN | onshore wind | 0.12157 | 4.8915 | 4.936 | 0.99891 |  |  | MN¦onshore wind
MN | solar pv | 0.29967 | 1.5967 | 1.863 | 0.95892 | 1.0184 | empirical: 2026-08-28 step-1a solar retune (ceiling basis), 1.02902 -> 1.01841 (ceiling was 1.04% vs EIA-923 2025 ER on the 08-28 BAU sweep); supersedes formula and any earlier retune | MN¦solar pv
MO | onshore wind | 0.22359 | 2.3929 | 2.393 | 0.99999 |  |  | MO¦onshore wind
MO | solar pv | 1.6976 | 0.4688 | 1.336 | 0.47575 | 0.67927 | empirical: 2026-08-13 solar retune, 0.625715 -> 0.679266 (was -7.88% vs EIA-923 2025 on run bau-0813); supersedes formula | MO¦solar pv
MS | onshore wind | 0.16356 | 0.1845 | 0.184 | 0.99729 |  |  | MS¦onshore wind
MS | solar pv | 0.3181 | 1.2197 | 1.524 | 0.94028 | 1.0829 | empirical: 2026-08-13 solar retune, 1.01815 -> 1.082921 (was -5.98% vs EIA-923 2025 on run bau-0813); supersedes formula | MS¦solar pv
MT | onshore wind | 0.083907 | 1.8896 | 1.957 | 0.99712 |  |  | MT¦onshore wind
MT | solar pv | 0 | 0.177 | 0.177 | 1 |  |  | MT¦solar pv
NC | onshore wind | 0.16567 | 0.397 | 0.397 | 1 |  |  | NC¦onshore wind
NC | solar pv | 0.24568 | 6.7262 | 6.967 | 0.99158 |  |  | NC¦solar pv
ND | onshore wind | 0.039969 | 4.514 | 4.726 | 0.99821 | 0.99611 | empirical: 2026-08-28 step-1a wind retune (ceiling basis), 1.02805 -> 0.996115 (ceiling was 3.21% vs EIA-923 2025 ER on the 08-28 BAU sweep); supersedes formula and any earlier retune | ND¦onshore wind
NE | onshore wind | 0.1005 | 3.5169 | 3.532 | 0.99957 |  |  | NE¦onshore wind
NE | solar pv | 0.40718 | 0.1365 | 0.14 | 0.98992 |  |  | NE¦solar pv
NH | onshore wind | 0.56205 | 0.2119 | 0.212 | 0.99973 | 1.0341 | empirical: 2026-08-28 step-1a wind retune (ceiling basis), 1.19483 -> 1.03408 (ceiling was 15.55% vs EIA-923 2025 ER on the 08-28 BAU sweep); supersedes formula and any earlier retune | NH¦onshore wind
NH | solar pv | 0 | 0.0024 | 0.004 | 1 | 0.43421 | empirical: 2026-08-28 step-1a solar retune (ceiling basis), 0.506193 -> 0.434211 (ceiling was 16.58% vs EIA-923 2025 ER on the 08-28 BAU sweep); supersedes formula and any earlier retune | NH¦solar pv
NJ | onshore wind | 0.11415 | 0.0076 | 0.008 | 0.99433 |  |  | NJ¦onshore wind
NJ | solar pv | 0.46021 | 1.0559 | 1.112 | 0.97731 |  |  | NJ¦solar pv
NM | onshore wind | 0 | 3.9955 | 4.428 | 1 | 0.92429 | empirical: 2026-08-13 wind retune, 0.893125 -> 0.924291 (was -3.37% vs EIA-923 2025 on run bau-0813); supersedes formula | NM¦onshore wind
NM | solar pv | 0.36429 | 2.3219 | 2.905 | 0.93186 |  |  | NM¦solar pv
NV | onshore wind | 0.3451 | 0.15 | 0.15 | 1 |  |  | NV¦onshore wind
NV | solar pv | 0 | 4.987 | 5.181 | 1 |  |  | NV¦solar pv
NY | onshore wind | 0.50618 | 2.7336 | 2.734 | 0.99993 |  |  | NY¦onshore wind
NY | solar pv | 0.36942 | 2.6516 | 3.074 | 0.95169 | 1.0381 | empirical: 2026-08-13 solar retune, 1.00115 -> 1.038058 (was -3.56% vs EIA-923 2025 on run bau-0813); supersedes formula | NY¦solar pv
OH | onshore wind | 0.14845 | 1.0633 | 1.056 | 0.99313 |  |  | OH¦onshore wind
OH | solar pv | 0.24297 | 3.226 | 4.469 | 0.9367 | 1.1071 | empirical: 2026-08-13 solar retune, 1.01931 -> 1.107053 (was -7.93% vs EIA-923 2025 on run bau-0813); supersedes formula | OH¦solar pv
OK | onshore wind | 0.3574 | 12.7482 | 13.594 | 0.97825 |  |  | OK¦onshore wind
OK | solar pv | 0.49289 | 0.1735 | 0.523 | 0.75223 | 0.64924 | empirical: 2026-08-13 solar retune, 0.569235 -> 0.649241 (was -12.32% vs EIA-923 2025 on run bau-0813); supersedes formula | OK¦solar pv
OR | onshore wind | 0.30301 | 3.9704 | 4.17 | 0.9857 |  |  | OR¦onshore wind
OR | solar pv | 0.054548 | 1.0517 | 1.29 | 0.99002 | 1.0223 | empirical: 2026-08-13 solar retune, 0.982992 -> 1.022309 (was -3.85% vs EIA-923 2025 on run bau-0813); supersedes formula | OR¦solar pv
PA | onshore wind | 0.48141 | 1.5526 | 1.553 | 0.99988 |  |  | PA¦onshore wind
PA | solar pv | 0.29135 | 0.861 | 1.117 | 0.93741 | 1.0273 | empirical: 2026-08-13 solar retune, 0.9511 -> 1.027285 (was -7.42% vs EIA-923 2025 on run bau-0813); supersedes formula | PA¦solar pv
RI | onshore wind | 0.059942 | 0.0435 | 0.044 | 0.99932 |  |  | RI¦onshore wind
RI | solar pv | 0.29626 | 0.4185 | 0.439 | 0.98635 |  |  | RI¦solar pv
SC | solar pv | 0.27365 | 1.6436 | 1.921 | 0.96199 | 0.93446 | empirical: 2026-08-13 solar retune, 0.904167 -> 0.934459 (was -3.24% vs EIA-923 2025 on run bau-0813); supersedes formula | SC¦solar pv
SD | onshore wind | 0 | 3.4503 | 3.465 | 1 | 1.1808 | empirical: 2026-07-28 wind curtailment gross-up (supersedes formula) | SD¦onshore wind
SD | solar pv | 0.13912 | 0.209 | 0.209 | 1 | 1.2301 | empirical: 2026-08-13 solar retune, 1.12723 -> 1.23008 (was -8.36% vs EIA-923 2025 on run bau-0813); supersedes formula | SD¦solar pv
TN | solar pv | 0.21816 | 0.595 | 0.82 | 0.94352 | 0.86066 | empirical: 2026-08-28 step-1a solar retune (ceiling basis), 0.916433 -> 0.860657 (ceiling was 6.48% vs EIA-923 2025 ER on the 08-28 BAU sweep); supersedes formula and any earlier retune | TN¦solar pv
TX | onshore wind | 0.24319 | 41.9629 | 43.992 | 0.98891 |  |  | TX¦onshore wind
TX | solar pv | 0.28665 | 22.3683 | 29.995 | 0.93207 | 1.0024 | empirical: 2026-08-13 solar retune, 0.971176 -> 1.002417 (was -3.12% vs EIA-923 2025 on run bau-0813); supersedes formula | TX¦solar pv
UT | onshore wind | 0.17897 | 0.3897 | 0.39 | 0.99986 |  |  | UT¦onshore wind
UT | solar pv | 0.076185 | 2.1857 | 3.011 | 0.97955 | 0.89795 | empirical: 2026-08-13 solar retune, 0.858147 -> 0.897954 (was -4.43% vs EIA-923 2025 on run bau-0813); supersedes formula | UT¦solar pv
VA | solar pv | 0.26614 | 4.6774 | 5.162 | 0.97562 |  |  | VA¦solar pv
VT | onshore wind | 0.37861 | 0.1502 | 0.15 | 0.99867 | 1.1467 | empirical: 2026-08-13 wind retune, 1.03803 -> 1.146682 (was -9.48% vs EIA-923 2025 on run bau-0813); supersedes formula | VT¦onshore wind
VT | solar pv | 0.26021 | 0.1552 | 0.155 | 0.99871 |  |  | VT¦solar pv
WA | onshore wind | 0.1798 | 3.3749 | 3.373 | 0.99944 |  |  | WA¦onshore wind
WA | solar pv | 0 | 0.2683 | 0.268 | 0.99888 |  |  | WA¦solar pv
WI | onshore wind | 0.27764 | 0.8133 | 0.813 | 0.99963 |  |  | WI¦onshore wind
WI | solar pv | 0.30184 | 2.1006 | 2.532 | 0.95109 |  |  | WI¦solar pv
WV | onshore wind | 0.26831 | 0.8552 | 0.855 | 0.99977 |  |  | WV¦onshore wind
WV | solar pv | 0.12779 | 0.1244 | 0.13 | 0.99453 |  |  | WV¦solar pv
WY | onshore wind | 0.39518 | 3.6039 | 4.584 | 0.92209 | 0.97121 | empirical: 2026-08-26 step-1a wind retune, 1.03464 -> 0.971212 (was 6.53% vs EIA-923 2025 on run climate-0825); supersedes formula and the 08-13 value | WY¦onshore wind
WY | solar pv | 0.15154 | 0.242 | 0.242 | 1 |  |  | WY¦solar pv
AL | petroleum |  |  |  |  | 1 | reset to 1.0 2026-08-26: petroleum SYSHECF now mirrors natural gas peaker (C48), so the pre-mirror ratio no longer describes this series; level is BGDPbES's to set (C52) | AL¦petroleum
AR | petroleum |  |  |  |  | 1 | reset to 1.0 2026-08-26: petroleum SYSHECF now mirrors natural gas peaker (C48), so the pre-mirror ratio no longer describes this series; level is BGDPbES's to set (C52) | AR¦petroleum
AZ | petroleum |  |  |  |  | 1 | reset to 1.0 2026-08-26: petroleum SYSHECF now mirrors natural gas peaker (C48), so the pre-mirror ratio no longer describes this series; level is BGDPbES's to set (C52) | AZ¦petroleum
CA | petroleum |  |  |  |  | 1 | reset to 1.0 2026-08-26: petroleum SYSHECF now mirrors natural gas peaker (C48), so the pre-mirror ratio no longer describes this series; level is BGDPbES's to set (C52) | CA¦petroleum
CO | petroleum |  |  |  |  | 1 | reset to 1.0 2026-08-26: petroleum SYSHECF now mirrors natural gas peaker (C48), so the pre-mirror ratio no longer describes this series; level is BGDPbES's to set (C52) | CO¦petroleum
CT | petroleum |  |  |  |  | 1 | reset to 1.0 2026-08-26: petroleum SYSHECF now mirrors natural gas peaker (C48), so the pre-mirror ratio no longer describes this series; level is BGDPbES's to set (C52) | CT¦petroleum
DE | petroleum |  |  |  |  | 1 | reset to 1.0 2026-08-26: petroleum SYSHECF now mirrors natural gas peaker (C48), so the pre-mirror ratio no longer describes this series; level is BGDPbES's to set (C52) | DE¦petroleum
FL | petroleum |  |  |  |  | 1 | reset to 1.0 2026-08-26: petroleum SYSHECF now mirrors natural gas peaker (C48), so the pre-mirror ratio no longer describes this series; level is BGDPbES's to set (C52) | FL¦petroleum
GA | petroleum |  |  |  |  | 1 | reset to 1.0 2026-08-26: petroleum SYSHECF now mirrors natural gas peaker (C48), so the pre-mirror ratio no longer describes this series; level is BGDPbES's to set (C52) | GA¦petroleum
IA | petroleum |  |  |  |  | 1 | reset to 1.0 2026-08-26: petroleum SYSHECF now mirrors natural gas peaker (C48), so the pre-mirror ratio no longer describes this series; level is BGDPbES's to set (C52) | IA¦petroleum
ID | hydro |  |  |  |  | 0.925 | empirical: 2026-09-02 dispatch retune, 0.976553 -> 0.925 (hydro +1.2% (was +3.8), gas -0.1, wind -2.7 (was -6.6)); supersedes formula and any earlier retune | ID¦hydro
ID | petroleum |  |  |  |  | 1 | reset to 1.0 2026-08-26: petroleum SYSHECF now mirrors natural gas peaker (C48), so the pre-mirror ratio no longer describes this series; level is BGDPbES's to set (C52) | ID¦petroleum
IL | petroleum |  |  |  |  | 1 | reset to 1.0 2026-08-26: petroleum SYSHECF now mirrors natural gas peaker (C48), so the pre-mirror ratio no longer describes this series; level is BGDPbES's to set (C52) | IL¦petroleum
IN | petroleum |  |  |  |  | 1 | reset to 1.0 2026-08-26: petroleum SYSHECF now mirrors natural gas peaker (C48), so the pre-mirror ratio no longer describes this series; level is BGDPbES's to set (C52) | IN¦petroleum
KS | petroleum |  |  |  |  | 1 | reset to 1.0 2026-08-26: petroleum SYSHECF now mirrors natural gas peaker (C48), so the pre-mirror ratio no longer describes this series; level is BGDPbES's to set (C52) | KS¦petroleum
KY | petroleum |  |  |  |  | 1 | reset to 1.0 2026-08-26: petroleum SYSHECF now mirrors natural gas peaker (C48), so the pre-mirror ratio no longer describes this series; level is BGDPbES's to set (C52) | KY¦petroleum
LA | petroleum |  |  |  |  | 1 | reset to 1.0 2026-08-26: petroleum SYSHECF now mirrors natural gas peaker (C48), so the pre-mirror ratio no longer describes this series; level is BGDPbES's to set (C52) | LA¦petroleum
MA | petroleum |  |  |  |  | 1 | reset to 1.0 2026-08-26: petroleum SYSHECF now mirrors natural gas peaker (C48), so the pre-mirror ratio no longer describes this series; level is BGDPbES's to set (C52) | MA¦petroleum
MD | petroleum |  |  |  |  | 1 | reset to 1.0 2026-08-26: petroleum SYSHECF now mirrors natural gas peaker (C48), so the pre-mirror ratio no longer describes this series; level is BGDPbES's to set (C52) | MD¦petroleum
ME | petroleum |  |  |  |  | 1 | reset to 1.0 2026-08-26: petroleum SYSHECF now mirrors natural gas peaker (C48), so the pre-mirror ratio no longer describes this series; level is BGDPbES's to set (C52) | ME¦petroleum
MI | petroleum |  |  |  |  | 1 | reset to 1.0 2026-08-26: petroleum SYSHECF now mirrors natural gas peaker (C48), so the pre-mirror ratio no longer describes this series; level is BGDPbES's to set (C52) | MI¦petroleum
MN | petroleum |  |  |  |  | 1 | reset to 1.0 2026-08-26: petroleum SYSHECF now mirrors natural gas peaker (C48), so the pre-mirror ratio no longer describes this series; level is BGDPbES's to set (C52) | MN¦petroleum
MO | petroleum |  |  |  |  | 1 | reset to 1.0 2026-08-26: petroleum SYSHECF now mirrors natural gas peaker (C48), so the pre-mirror ratio no longer describes this series; level is BGDPbES's to set (C52) | MO¦petroleum
MS | petroleum |  |  |  |  | 1 | reset to 1.0 2026-08-26: petroleum SYSHECF now mirrors natural gas peaker (C48), so the pre-mirror ratio no longer describes this series; level is BGDPbES's to set (C52) | MS¦petroleum
MT | hydro |  |  |  |  | 0.91 | empirical: 2026-09-02 dispatch retune, 0.956055 -> 0.91 (hydro +2.9% (was +4.4 mid-retune)); supersedes formula and any earlier retune | MT¦hydro
MT | petroleum |  |  |  |  | 1 | reset to 1.0 2026-08-26: petroleum SYSHECF now mirrors natural gas peaker (C48), so the pre-mirror ratio no longer describes this series; level is BGDPbES's to set (C52) | MT¦petroleum
NC | petroleum |  |  |  |  | 1 | reset to 1.0 2026-08-26: petroleum SYSHECF now mirrors natural gas peaker (C48), so the pre-mirror ratio no longer describes this series; level is BGDPbES's to set (C52) | NC¦petroleum
ND | petroleum |  |  |  |  | 1 | reset to 1.0 2026-08-26: petroleum SYSHECF now mirrors natural gas peaker (C48), so the pre-mirror ratio no longer describes this series; level is BGDPbES's to set (C52) | ND¦petroleum
NE | petroleum |  |  |  |  | 1 | reset to 1.0 2026-08-26: petroleum SYSHECF now mirrors natural gas peaker (C48), so the pre-mirror ratio no longer describes this series; level is BGDPbES's to set (C52) | NE¦petroleum
NH | petroleum |  |  |  |  | 1 | reset to 1.0 2026-08-26: petroleum SYSHECF now mirrors natural gas peaker (C48), so the pre-mirror ratio no longer describes this series; level is BGDPbES's to set (C52) | NH¦petroleum
NJ | petroleum |  |  |  |  | 1 | reset to 1.0 2026-08-26: petroleum SYSHECF now mirrors natural gas peaker (C48), so the pre-mirror ratio no longer describes this series; level is BGDPbES's to set (C52) | NJ¦petroleum
NM | petroleum |  |  |  |  | 1 | reset to 1.0 2026-08-26: petroleum SYSHECF now mirrors natural gas peaker (C48), so the pre-mirror ratio no longer describes this series; level is BGDPbES's to set (C52) | NM¦petroleum
NV | petroleum |  |  |  |  | 1 | reset to 1.0 2026-08-26: petroleum SYSHECF now mirrors natural gas peaker (C48), so the pre-mirror ratio no longer describes this series; level is BGDPbES's to set (C52) | NV¦petroleum
NY | petroleum |  |  |  |  | 1 | reset to 1.0 2026-08-26: petroleum SYSHECF now mirrors natural gas peaker (C48), so the pre-mirror ratio no longer describes this series; level is BGDPbES's to set (C52) | NY¦petroleum
OH | petroleum |  |  |  |  | 1 | reset to 1.0 2026-08-26: petroleum SYSHECF now mirrors natural gas peaker (C48), so the pre-mirror ratio no longer describes this series; level is BGDPbES's to set (C52) | OH¦petroleum
OK | petroleum |  |  |  |  | 1 | reset to 1.0 2026-08-26: petroleum SYSHECF now mirrors natural gas peaker (C48), so the pre-mirror ratio no longer describes this series; level is BGDPbES's to set (C52) | OK¦petroleum
OR | petroleum |  |  |  |  | 1 | reset to 1.0 2026-08-26: petroleum SYSHECF now mirrors natural gas peaker (C48), so the pre-mirror ratio no longer describes this series; level is BGDPbES's to set (C52) | OR¦petroleum
PA | petroleum |  |  |  |  | 1 | reset to 1.0 2026-08-26: petroleum SYSHECF now mirrors natural gas peaker (C48), so the pre-mirror ratio no longer describes this series; level is BGDPbES's to set (C52) | PA¦petroleum
RI | petroleum |  |  |  |  | 1 | reset to 1.0 2026-08-26: petroleum SYSHECF now mirrors natural gas peaker (C48), so the pre-mirror ratio no longer describes this series; level is BGDPbES's to set (C52) | RI¦petroleum
SC | petroleum |  |  |  |  | 1 | reset to 1.0 2026-08-26: petroleum SYSHECF now mirrors natural gas peaker (C48), so the pre-mirror ratio no longer describes this series; level is BGDPbES's to set (C52) | SC¦petroleum
SD | petroleum |  |  |  |  | 1 | reset to 1.0 2026-08-26: petroleum SYSHECF now mirrors natural gas peaker (C48), so the pre-mirror ratio no longer describes this series; level is BGDPbES's to set (C52) | SD¦petroleum
TN | hydro |  |  |  |  | 0.955 | empirical: 2026-09-02 dispatch retune, 0.996005 -> 0.955 (hydro +1.8% (was +5.3)); supersedes formula and any earlier retune | TN¦hydro
TN | petroleum |  |  |  |  | 1 | reset to 1.0 2026-08-26: petroleum SYSHECF now mirrors natural gas peaker (C48), so the pre-mirror ratio no longer describes this series; level is BGDPbES's to set (C52) | TN¦petroleum
TX | petroleum |  |  |  |  | 1 | reset to 1.0 2026-08-26: petroleum SYSHECF now mirrors natural gas peaker (C48), so the pre-mirror ratio no longer describes this series; level is BGDPbES's to set (C52) | TX¦petroleum
UT | petroleum |  |  |  |  | 1 | reset to 1.0 2026-08-26: petroleum SYSHECF now mirrors natural gas peaker (C48), so the pre-mirror ratio no longer describes this series; level is BGDPbES's to set (C52) | UT¦petroleum
VA | petroleum |  |  |  |  | 1 | reset to 1.0 2026-08-26: petroleum SYSHECF now mirrors natural gas peaker (C48), so the pre-mirror ratio no longer describes this series; level is BGDPbES's to set (C52) | VA¦petroleum
VT | petroleum |  |  |  |  | 1 | reset to 1.0 2026-08-26: petroleum SYSHECF now mirrors natural gas peaker (C48), so the pre-mirror ratio no longer describes this series; level is BGDPbES's to set (C52) | VT¦petroleum
WA | petroleum |  |  |  |  | 1 | reset to 1.0 2026-08-26: petroleum SYSHECF now mirrors natural gas peaker (C48), so the pre-mirror ratio no longer describes this series; level is BGDPbES's to set (C52) | WA¦petroleum
WI | petroleum |  |  |  |  | 1 | reset to 1.0 2026-08-26: petroleum SYSHECF now mirrors natural gas peaker (C48), so the pre-mirror ratio no longer describes this series; level is BGDPbES's to set (C52) | WI¦petroleum
WV | petroleum |  |  |  |  | 1 | reset to 1.0 2026-08-26: petroleum SYSHECF now mirrors natural gas peaker (C48), so the pre-mirror ratio no longer describes this series; level is BGDPbES's to set (C52) | WV¦petroleum
WY | hydro |  |  |  |  | 0.498 | empirical: 2026-09-02 dispatch retune, 0.898802 -> 0.498 (hydro +0.9% (was +34.9)); supersedes formula and any earlier retune | WY¦hydro
WY | petroleum |  |  |  |  | 1 | reset to 1.0 2026-08-26: petroleum SYSHECF now mirrors natural gas peaker (C48), so the pre-mirror ratio no longer describes this series; level is BGDPbES's to set (C52) | WY¦petroleum

## HYECFCA
multiplier (dmnl, %) | 2025 | 2026 | 2027 | 2028 | 2029 | 2030 | 2031 | 2032 | 2033 | 2034 | 2035 | 2036 | 2037 | 2038 | 2039 | 2040 | 2041 | 2042 | 2043 | 2044 | 2045 | 2046 | 2047 | 2048 | 2049 | 2050
hard coal es | 1.0598 | 1 | 1 | 1 | 1 | 1 | 1 | 1 | 1 | 1 | 1 | 1 | 1 | 1 | 1 | 1 | 1 | 1 | 1 | 1 | 1 | 1 | 1 | 1 | 1 | 1
natural gas steam turbine es | 0.70533 | 1 | 1 | 1 | 1 | 1 | 1 | 1 | 1 | 1 | 1 | 1 | 1 | 1 | 1 | 1 | 1 | 1 | 1 | 1 | 1 | 1 | 1 | 1 | 1 | 1
natural gas combined cycle es | 0.95546 | 1 | 1 | 1 | 1 | 1 | 1 | 1 | 1 | 1 | 1 | 1 | 1 | 1 | 1 | 1 | 1 | 1 | 1 | 1 | 1 | 1 | 1 | 1 | 1 | 1
nuclear es | 0.99962 | 1 | 1 | 1 | 1 | 1 | 1 | 1 | 1 | 1 | 1 | 1 | 1 | 1 | 1 | 1 | 1 | 1 | 1 | 1 | 1 | 1 | 1 | 1 | 1 | 1
hydro es | 0.96645 | 1 | 1 | 1 | 1 | 1 | 1 | 1 | 1 | 1 | 1 | 1 | 1 | 1 | 1 | 1 | 1 | 1 | 1 | 1 | 1 | 1 | 1 | 1 | 1 | 1
onshore wind es | 0.99087 | 1 | 1 | 1 | 1 | 1 | 1 | 1 | 1 | 1 | 1 | 1 | 1 | 1 | 1 | 1 | 1 | 1 | 1 | 1 | 1 | 1 | 1 | 1 | 1 | 1
solar PV es | 1.0161 | 1 | 1 | 1 | 1 | 1 | 1 | 1 | 1 | 1 | 1 | 1 | 1 | 1 | 1 | 1 | 1 | 1 | 1 | 1 | 1 | 1 | 1 | 1 | 1 | 1
solar thermal es | 1 | 1 | 1 | 1 | 1 | 1 | 1 | 1 | 1 | 1 | 1 | 1 | 1 | 1 | 1 | 1 | 1 | 1 | 1 | 1 | 1 | 1 | 1 | 1 | 1 | 1
biomass es | 0.97065 | 1 | 1 | 1 | 1 | 1 | 1 | 1 | 1 | 1 | 1 | 1 | 1 | 1 | 1 | 1 | 1 | 1 | 1 | 1 | 1 | 1 | 1 | 1 | 1 | 1
geothermal es | 1 | 1 | 1 | 1 | 1 | 1 | 1 | 1 | 1 | 1 | 1 | 1 | 1 | 1 | 1 | 1 | 1 | 1 | 1 | 1 | 1 | 1 | 1 | 1 | 1 | 1
petroleum es | 1 | 1 | 1 | 1 | 1 | 1 | 1 | 1 | 1 | 1 | 1 | 1 | 1 | 1 | 1 | 1 | 1 | 1 | 1 | 1 | 1 | 1 | 1 | 1 | 1 | 1
natural gas peaker es | 0.9879 | 1 | 1 | 1 | 1 | 1 | 1 | 1 | 1 | 1 | 1 | 1 | 1 | 1 | 1 | 1 | 1 | 1 | 1 | 1 | 1 | 1 | 1 | 1 | 1 | 1
lignite es | 1 | 1 | 1 | 1 | 1 | 1 | 1 | 1 | 1 | 1 | 1 | 1 | 1 | 1 | 1 | 1 | 1 | 1 | 1 | 1 | 1 | 1 | 1 | 1 | 1 | 1
offshore wind es | 1 | 1 | 1 | 1 | 1 | 1 | 1 | 1 | 1 | 1 | 1 | 1 | 1 | 1 | 1 | 1 | 1 | 1 | 1 | 1 | 1 | 1 | 1 | 1 | 1 | 1
crude oil es | 1 | 1 | 1 | 1 | 1 | 1 | 1 | 1 | 1 | 1 | 1 | 1 | 1 | 1 | 1 | 1 | 1 | 1 | 1 | 1 | 1 | 1 | 1 | 1 | 1 | 1
heavy or residual fuel oil es | 1 | 1 | 1 | 1 | 1 | 1 | 1 | 1 | 1 | 1 | 1 | 1 | 1 | 1 | 1 | 1 | 1 | 1 | 1 | 1 | 1 | 1 | 1 | 1 | 1 | 1
municipal solid waste es | 0.29833 | 1 | 1 | 1 | 1 | 1 | 1 | 1 | 1 | 1 | 1 | 1 | 1 | 1 | 1 | 1 | 1 | 1 | 1 | 1 | 1 | 1 | 1 | 1 | 1 | 1
hard coal w CCS es | 1 | 1 | 1 | 1 | 1 | 1 | 1 | 1 | 1 | 1 | 1 | 1 | 1 | 1 | 1 | 1 | 1 | 1 | 1 | 1 | 1 | 1 | 1 | 1 | 1 | 1
natural gas combined cycle w CCS es | 1 | 1 | 1 | 1 | 1 | 1 | 1 | 1 | 1 | 1 | 1 | 1 | 1 | 1 | 1 | 1 | 1 | 1 | 1 | 1 | 1 | 1 | 1 | 1 | 1 | 1
biomass w CCS es | 1 | 1 | 1 | 1 | 1 | 1 | 1 | 1 | 1 | 1 | 1 | 1 | 1 | 1 | 1 | 1 | 1 | 1 | 1 | 1 | 1 | 1 | 1 | 1 | 1 | 1
lignite w CCS es | 1 | 1 | 1 | 1 | 1 | 1 | 1 | 1 | 1 | 1 | 1 | 1 | 1 | 1 | 1 | 1 | 1 | 1 | 1 | 1 | 1 | 1 | 1 | 1 | 1 | 1
small modular reactor es | 1 | 1 | 1 | 1 | 1 | 1 | 1 | 1 | 1 | 1 | 1 | 1 | 1 | 1 | 1 | 1 | 1 | 1 | 1 | 1 | 1 | 1 | 1 | 1 | 1 | 1
hydrogen combustion turbine es | 1 | 1 | 1 | 1 | 1 | 1 | 1 | 1 | 1 | 1 | 1 | 1 | 1 | 1 | 1 | 1 | 1 | 1 | 1 | 1 | 1 | 1 | 1 | 1 | 1 | 1
hydrogen combined cycle es | 1 | 1 | 1 | 1 | 1 | 1 | 1 | 1 | 1 | 1 | 1 | 1 | 1 | 1 | 1 | 1 | 1 | 1 | 1 | 1 | 1 | 1 | 1 | 1 | 1 | 1
-> electricity source within all fuels | 1 | 1 | 1 | 1 | 1 | 1 | 1 | 1 | 1 | 1 | 1 | 1 | 1 | 1 | 1 | 1 | 1 | 1 | 1 | 1 | 1 | 1 | 1 | 1 | 1 | 1